## Sheet1
Building Code | Seconds per Timestep | Heating demand for heating from Dummy Heater [kWh/(a*m2)] | Heating demand for heating from TABULA [kWh/(a*m2)] | Ratio HiSim/TABULA heating demand | Internal gains from Occupancy [kWh/(a*m2)] | Internal gains from TABULA [kWh/(a*m2)] | Ratio HiSim/TABULA internal gains | Solar gains from Windows [kWh/(a*m2)] | Solar gains from TABULA [kWh/(a*m2)] | Ratio HiSim/TABULA solar gains | Heat Loss from Building [kWh//a*m2)] | Total Heat Transfer from TABULA [kWh/(a*m2)] | Mean Outside Temperature HiSim Weather [°C] | Mean Outside Temperature HiSim Input Data [°C] | Ratio Weather/Input Outside Temperatures | Mean GHI HiSim Weather [W/m2] | Mean GHI HiSim Input Data [W/m2] | Ratio Weather/Input GHI | Sum GHI HiSim Weather [Wh/m2] | Sum GHI HiSim Input Data [Wh/m2] | Ratio Weather/Input GHI Sum | Mean Thermal Mass Temperature [°C] | Mean Indoor Air Temperature [°C] | Max Thermal Demand [W] | Transmission for Windows and Doors, based on ISO 13790 (H_tr_w) [W/K] | External Part of Transmission for Opaque Surfaces, based on ISO 13790 (H_tr_em) [W/K] | Internal Part of Transmission for Opaque Surfaces, based on ISO 13790 (H_tr_ms) [W/K] | Transmission between Indoor Air and Internal Surface, based on ISO 13790 (H_tr_is) [W/K] | Thermal Conductance by Ventilation, based on TABULA (H_ve) [W/K] | Floor Related Thermal Capacitance of Thermal Mass, based on ISO 13790 [kWh/m2.K] | Floor Related Thermal Capacitance of Thermal Mass, based on TABULA [kWh/m2.K] | Annual Floor Related Internal Heat Gain, based on TABULA (Q_int) [kWh/m2.a] | Annual Floor Related Solar Heat Gain, based on TABULA (Q_sol) [kWh/m2.a] | Annual Floor Related Heating Demand, based on TABULA (Q_h_nd) [kWh/m2.a] | Conditioned Floor Area [m2] | Scaled Conditioned Floor Area [m2] | Scaling factor
DE.N.AB.02.Gen.ReEx.001.002 | 3600 | 57 | 70.4 | 0.81 | 16 | 16 | 1 | 9 | 9 | 1 | 0.1 | 94 | 10.9948 | 10.9955 | 1 | 121.7958 | 121.7958 | 1 | 1066931 | 1066931 | 1 | 19.4519 | 19.6748 | 33839.52 | 221.12 | 225.75 | 18868.85 | 12876.43 | 422.99 | 594000 | 0.04 | 16 | 9 | 70.4 | 829.4 | 829.4 | 1
DE.N.AB.02.Gen.ReEx.001.003 | 3600 | 31.3 | 36.5 | 0.86 | 16 | 16 | 1 | 7 | 7 | 1 | 0 | 59 | 10.9948 | 10.9955 | 1 | 121.7958 | 121.7958 | 1 | 1066931 | 1066931 | 1 | 19.7294 | 19.7564 | 20303.71 | 110.56 | 91.51 | 18868.85 | 12876.43 | 356.64 | 594000 | 0.04 | 16 | 7 | 36.5 | 829.4 | 829.4 | 1
DE.N.AB.03.Gen.ReEx.001.001 | 3600 | 150.9 | 167.4 | 0.9 | 16 | 16 | 1 | 14 | 14 | 1 | 0.3 | 195 | 10.9948 | 10.9955 | 1 | 121.7958 | 121.7958 | 1 | 1066931 | 1066931 | 1 | 18.3294 | 19.6138 | 135222.08 | 841.56 | 2286.56 | 33761 | 23039.1 | 756.84 | 594000 | 0.04 | 16 | 14 | 167.4 | 1484 | 1484 | 1
DE.N.AB.03.Gen.ReEx.001.002 | 3600 | 55.5 | 69.1 | 0.8 | 16 | 16 | 1 | 11 | 11 | 1 | 0.1 | 94 | 10.9948 | 10.9955 | 1 | 121.7958 | 121.7958 | 1 | 1066931 | 1066931 | 1 | 19.4737 | 19.6862 | 60547.2 | 364.68 | 436.54 | 33761 | 23039.1 | 756.84 | 594000 | 0.04 | 16 | 11 | 69.1 | 1484 | 1484 | 1
DE.N.AB.03.Gen.ReEx.001.003 | 3600 | 35 | 42.6 | 0.82 | 16 | 16 | 1 | 9 | 9 | 1 | 0.1 | 66 | 10.9948 | 10.9955 | 1 | 121.7958 | 121.7958 | 1 | 1066931 | 1066931 | 1 | 19.6808 | 19.7487 | 41373.92 | 224.42 | 245.76 | 33761 | 23039.1 | 638.12 | 594000 | 0.04 | 16 | 9 | 42.6 | 1484 | 1484 | 1
DE.N.AB.04.Gen.ReEx.001.001 | 3600 | 148.2 | 164 | 0.9 | 16 | 16 | 1 | 14 | 14 | 1 | 0.3 | 191 | 10.9948 | 10.9955 | 1 | 121.7958 | 121.7958 | 1 | 1066931 | 1066931 | 1 | 18.3594 | 19.6145 | 143313.43 | 890.7 | 2410.46 | 36461.42 | 24881.92 | 817.38 | 594000 | 0.04 | 16 | 14 | 164 | 1602.7 | 1602.7 | 1
DE.N.AB.04.Gen.ReEx.001.002 | 3600 | 55 | 68.1 | 0.81 | 16 | 16 | 1 | 11 | 11 | 1 | 0.1 | 93 | 10.9948 | 10.9955 | 1 | 121.7958 | 121.7958 | 1 | 1066931 | 1066931 | 1 | 19.48 | 19.6874 | 64845.24 | 385.97 | 466.99 | 36461.42 | 24881.92 | 817.38 | 594000 | 0.04 | 16 | 11 | 68.1 | 1602.7 | 1602.7 | 1
DE.N.AB.04.Gen.ReEx.001.003 | 3600 | 34.6 | 41.8 | 0.83 | 16 | 16 | 1 | 9 | 9 | 1 | 0.1 | 65 | 10.9948 | 10.9955 | 1 | 121.7958 | 121.7958 | 1 | 1066931 | 1066931 | 1 | 19.6883 | 19.7514 | 44138.36 | 237.52 | 259.9 | 36461.42 | 24881.92 | 689.16 | 594000 | 0.04 | 16 | 9 | 41.8 | 1602.7 | 1602.7 | 1
DE.N.AB.05.Gen.ReEx.001.001 | 3600 | 130.6 | 143.3 | 0.91 | 16 | 16 | 1 | 12 | 12 | 1 | 0.3 | 169 | 10.9948 | 10.9955 | 1 | 121.7958 | 121.7958 | 1 | 1066931 | 1066931 | 1 | 18.574 | 19.6174 | 303994.68 | 2067.09 | 4618.41 | 88438.35 | 60351.89 | 1982.57 | 594000 | 0.04 | 16 | 12 | 143.3 | 3887.4 | 3887.4 | 1
DE.N.AB.05.Gen.ReEx.001.002 | 3600 | 51.4 | 63.1 | 0.81 | 16 | 16 | 1 | 10 | 10 | 1 | 0.1 | 87 | 10.9948 | 10.9955 | 1 | 121.7958 | 121.7958 | 1 | 1066931 | 1066931 | 1 | 19.5265 | 19.692 | 145388.76 | 895.74 | 929.79 | 88438.35 | 60351.89 | 1982.57 | 594000 | 0.04 | 16 | 10 | 63.1 | 3887.4 | 3887.4 | 1
DE.N.AB.05.Gen.ReEx.001.003 | 3600 | 32.9 | 39.3 | 0.84 | 16 | 16 | 1 | 8 | 8 | 1 | 0.1 | 62 | 10.9948 | 10.9955 | 1 | 121.7958 | 121.7958 | 1 | 1066931 | 1066931 | 1 | 19.7097 | 19.754 | 101772.13 | 551.22 | 523.67 | 88438.35 | 60351.89 | 1671.58 | 594000 | 0.04 | 16 | 8 | 39.3 | 3887.4 | 3887.4 | 1
DE.N.AB.05.HR.ReEx.001.001 | 3600 | 106.6 | 115.6 | 0.92 | 16 | 16 | 1 | 13 | 13 | 1 | 0.3 | 142 | 10.9948 | 10.9955 | 1 | 121.7958 | 121.7958 | 1 | 1066931 | 1066931 | 1 | 18.8761 | 19.6307 | 739592.48 | 5847.57 | 9398.88 | 260460.2 | 177742.62 | 5838.89 | 594000 | 0.04 | 16 | 13 | 115.6 | 11448.8 | 11448.8 | 1
DE.N.AB.05.HR.ReEx.001.002 | 3600 | 45.3 | 54 | 0.84 | 16 | 16 | 1 | 10 | 10 | 1 | 0.1 | 79 | 10.9948 | 10.9955 | 1 | 121.7958 | 121.7958 | 1 | 1066931 | 1066931 | 1 | 19.6196 | 19.7114 | 381474.02 | 2533.95 | 1853.75 | 260460.2 | 177742.62 | 5838.89 | 594000 | 0.04 | 16 | 10 | 54 | 11448.8 | 11448.8 | 1
DE.N.AB.05.HR.ReEx.001.003 | 3600 | 28.8 | 33.8 | 0.85 | 16 | 16 | 1 | 9 | 9 | 1 | 0.1 | 57 | 10.9948 | 10.9955 | 1 | 121.7958 | 121.7958 | 1 | 1066931 | 1066931 | 1 | 19.7966 | 19.7881 | 272481.44 | 1559.35 | 1044.27 | 260460.2 | 177742.62 | 4922.98 | 594000 | 0.04 | 16 | 9 | 33.8 | 11448.8 | 11448.8 | 1
DE.N.AB.06.Gen.ReEx.001.001 | 3600 | 110.9 | 121.7 | 0.91 | 16 | 16 | 1 | 11 | 11 | 1 | 0.2 | 147 | 10.9948 | 10.9955 | 1 | 121.7958 | 121.7958 | 1 | 1066931 | 1066931 | 1 | 18.8121 | 19.6242 | 222507.56 | 1643 | 2934.64 | 75575.5 | 51574.05 | 1694.22 | 594000 | 0.04 | 16 | 11 | 121.7 | 3322 | 3322 | 1
DE.N.AB.06.Gen.ReEx.001.002 | 3600 | 48.3 | 59.3 | 0.81 | 16 | 16 | 1 | 9 | 9 | 1 | 0.1 | 83 | 10.9948 | 10.9955 | 1 | 121.7958 | 121.7958 | 1 | 1066931 | 1066931 | 1 | 19.5623 | 19.6956 | 117465.92 | 711.1 | 671.04 | 75575.5 | 51574.05 | 1694.22 | 594000 | 0.04 | 16 | 9 | 59.3 | 3322 | 3322 | 1
DE.N.AB.06.Gen.ReEx.001.003 | 3600 | 31.6 | 37.3 | 0.85 | 16 | 16 | 1 | 7 | 7 | 1 | 0 | 59 | 10.9948 | 10.9955 | 1 | 121.7958 | 121.7958 | 1 | 1066931 | 1066931 | 1 | 19.7242 | 19.7548 | 82452.04 | 437.6 | 382.84 | 75575.5 | 51574.05 | 1428.46 | 594000 | 0.04 | 16 | 7 | 37.3 | 3322 | 3322 | 1
DE.N.AB.06.HR.ReEx.001.001 | 3600 | 106.7 | 116.6 | 0.92 | 16 | 16 | 1 | 10 | 10 | 1 | 0.2 | 141 | 10.9948 | 10.9955 | 1 | 121.7958 | 121.7958 | 1 | 1066931 | 1066931 | 1 | 18.8284 | 19.6242 | 1266459.74 | 7749.56 | 18095.18 | 450750.3 | 307599.93 | 10104.73 | 594000 | 0.04 | 16 | 10 | 116.6 | 19813.2 | 19813.2 | 1
DE.N.AB.06.HR.ReEx.001.002 | 3600 | 45.4 | 55.5 | 0.82 | 16 | 16 | 1 | 8 | 8 | 1 | 0.1 | 78 | 10.9948 | 10.9955 | 1 | 121.7958 | 121.7958 | 1 | 1066931 | 1066931 | 1 | 19.5858 | 19.6992 | 653439.34 | 3357.28 | 3873.06 | 450750.3 | 307599.93 | 10104.73 | 594000 | 0.04 | 16 | 8 | 55.5 | 19813.2 | 19813.2 | 1
DE.N.AB.06.HR.ReEx.001.003 | 3600 | 29.2 | 35 | 0.83 | 16 | 16 | 1 | 7 | 7 | 1 | 0 | 56 | 10.9948 | 10.9955 | 1 | 121.7958 | 121.7958 | 1 | 1066931 | 1066931 | 1 | 19.7597 | 19.7704 | 464817.67 | 2066.02 | 2176.79 | 450750.3 | 307599.93 | 8519.68 | 594000 | 0.04 | 16 | 7 | 35 | 19813.2 | 19813.2 | 1
DE.N.MFH.01.Gen.ReEx.001.001 | 3600 | 255.9 | 284.9 | 0.9 | 16 | 16 | 1 | 12 | 12 | 1 | 0.2 | 311 | 10.9948 | 10.9955 | 1 | 121.7958 | 121.7958 | 1 | 1066931 | 1066931 | 1 | 16.982 | 19.5958 | 105500.3 | 305.52 | 2733.42 | 15413.12 | 10518.19 | 345.53 | 594000 | 0.04 | 16 | 12 | 284.9 | 677.5 | 677.5 | 1
DE.N.MFH.01.Gen.ReEx.001.002 | 3600 | 78.7 | 101.1 | 0.78 | 16 | 16 | 1 | 10 | 10 | 1 | 0.1 | 125 | 10.9948 | 10.9955 | 1 | 121.7958 | 121.7958 | 1 | 1066931 | 1066931 | 1 | 19.1488 | 19.6467 | 38238.1 | 174.35 | 416.52 | 15413.12 | 10518.19 | 345.53 | 594000 | 0.04 | 16 | 10 | 101.1 | 677.5 | 677.5 | 1
DE.N.MFH.01.Gen.ReEx.001.003 | 3600 | 39.3 | 48.5 | 0.81 | 16 | 16 | 1 | 8 | 8 | 1 | 0.1 | 71 | 10.9948 | 10.9955 | 1 | 121.7958 | 121.7958 | 1 | 1066931 | 1066931 | 1 | 19.5889 | 19.7211 | 20501.15 | 87.18 | 162.51 | 15413.12 | 10518.19 | 291.32 | 594000 | 0.04 | 16 | 8 | 48.5 | 677.5 | 677.5 | 1
DE.N.MFH.02.Gen.ReEx.001.001 | 3600 | 157.1 | 172.5 | 0.91 | 16 | 16 | 1 | 12 | 12 | 1 | 0.2 | 198 | 10.9948 | 10.9955 | 1 | 121.7958 | 121.7958 | 1 | 1066931 | 1066931 | 1 | 18.223 | 19.6095 | 28996.97 | 152.02 | 538.04 | 7107.1 | 4850.01 | 159.32 | 594000 | 0.04 | 16 | 12 | 172.5 | 312.4 | 312.4 | 1
DE.N.MFH.02.Gen.ReEx.001.002 | 3600 | 64.2 | 80 | 0.8 | 16 | 16 | 1 | 9 | 9 | 1 | 0.1 | 104 | 10.9948 | 10.9955 | 1 | 121.7958 | 121.7958 | 1 | 1066931 | 1066931 | 1 | 19.357 | 19.6624 | 14232.94 | 89.73 | 110.99 | 7107.1 | 4850.01 | 159.32 | 594000 | 0.04 | 16 | 9 | 80 | 312.4 | 312.4 | 1
DE.N.MFH.02.Gen.ReEx.001.003 | 3600 | 33.9 | 40.8 | 0.83 | 16 | 16 | 1 | 8 | 8 | 1 | 0.1 | 63 | 10.9948 | 10.9955 | 1 | 121.7958 | 121.7958 | 1 | 1066931 | 1066931 | 1 | 19.6923 | 19.7481 | 8284.85 | 44.86 | 45.69 | 7107.1 | 4850.01 | 134.33 | 594000 | 0.04 | 16 | 8 | 40.8 | 312.4 | 312.4 | 1
DE.N.MFH.03.Gen.ReEx.001.001 | 3600 | 196.3 | 218.5 | 0.9 | 16 | 16 | 1 | 15 | 15 | 1 | 0.3 | 247 | 10.9948 | 10.9955 | 1 | 121.7958 | 121.7958 | 1 | 1066931 | 1066931 | 1 | 17.7597 | 19.6051 | 45815 | 219.48 | 949.35 | 8758.75 | 5977.12 | 196.35 | 594000 | 0.04 | 16 | 15 | 218.5 | 385 | 385 | 1
DE.N.MFH.03.Gen.ReEx.001.002 | 3600 | 66.2 | 81.8 | 0.81 | 16 | 16 | 1 | 12 | 12 | 1 | 0.1 | 108 | 10.9948 | 10.9955 | 1 | 121.7958 | 121.7958 | 1 | 1066931 | 1066931 | 1 | 19.3224 | 19.6694 | 18326 | 95.11 | 177.5 | 8758.75 | 5977.12 | 196.35 | 594000 | 0.04 | 16 | 12 | 81.8 | 385 | 385 | 1
DE.N.MFH.03.Gen.ReEx.001.003 | 3600 | 38.4 | 47.6 | 0.81 | 16 | 16 | 1 | 10 | 10 | 1 | 0.1 | 72 | 10.9948 | 10.9955 | 1 | 121.7958 | 121.7958 | 1 | 1066931 | 1066931 | 1 | 19.6263 | 19.7378 | 11781 | 58.53 | 86.26 | 8758.75 | 5977.12 | 165.55 | 594000 | 0.04 | 16 | 10 | 47.6 | 385 | 385 | 1
DE.N.MFH.04.Gen.ReEx.001.001 | 3600 | 172.5 | 193.7 | 0.89 | 16 | 16 | 1 | 11 | 11 | 1 | 0.2 | 219 | 10.9948 | 10.9955 | 1 | 121.7958 | 121.7958 | 1 | 1066931 | 1066931 | 1 | 18.0264 | 19.6052 | 65569.51 | 302.16 | 1277.55 | 14384.82 | 9816.46 | 322.47 | 594000 | 0.04 | 16 | 11 | 193.7 | 632.3 | 632.3 | 1
DE.N.MFH.04.Gen.ReEx.001.002 | 3600 | 61.5 | 78.5 | 0.78 | 16 | 16 | 1 | 9 | 9 | 1 | 0.1 | 101 | 10.9948 | 10.9955 | 1 | 121.7958 | 121.7958 | 1 | 1066931 | 1066931 | 1 | 19.3642 | 19.6663 | 28162.64 | 130.94 | 252.51 | 14384.82 | 9816.46 | 322.47 | 594000 | 0.04 | 16 | 9 | 78.5 | 632.3 | 632.3 | 1
DE.N.MFH.04.Gen.ReEx.001.003 | 3600 | 38.8 | 48.4 | 0.8 | 16 | 16 | 1 | 7 | 7 | 1 | 0 | 70 | 10.9948 | 10.9955 | 1 | 121.7958 | 121.7958 | 1 | 1066931 | 1066931 | 1 | 19.5908 | 19.7169 | 18918.42 | 80.58 | 141.13 | 14384.82 | 9816.46 | 271.89 | 594000 | 0.04 | 16 | 7 | 48.4 | 632.3 | 632.3 | 1
DE.N.MFH.05.Gen.ReEx.001.001 | 3600 | 126.4 | 140.2 | 0.9 | 16 | 16 | 1 | 12 | 12 | 1 | 0.2 | 166 | 10.9948 | 10.9955 | 1 | 121.7958 | 121.7958 | 1 | 1066931 | 1066931 | 1 | 18.6117 | 19.6189 | 239376.15 | 1528.44 | 3642.3 | 71187.02 | 48579.28 | 1595.84 | 594000 | 0.04 | 16 | 12 | 140.2 | 3129.1 | 3129.1 | 1
DE.N.MFH.05.Gen.ReEx.001.002 | 3600 | 51.6 | 64.7 | 0.8 | 16 | 16 | 1 | 10 | 10 | 1 | 0.1 | 89 | 10.9948 | 10.9955 | 1 | 121.7958 | 121.7958 | 1 | 1066931 | 1066931 | 1 | 19.5164 | 19.6915 | 119156.13 | 662.32 | 817.06 | 71187.02 | 48579.28 | 1595.84 | 594000 | 0.04 | 16 | 10 | 64.7 | 3129.1 | 3129.1 | 1
DE.N.MFH.05.Gen.ReEx.001.003 | 3600 | 33.2 | 40.3 | 0.82 | 16 | 16 | 1 | 8 | 8 | 1 | 0.1 | 63 | 10.9948 | 10.9955 | 1 | 121.7958 | 121.7958 | 1 | 1066931 | 1066931 | 1 | 19.6992 | 19.752 | 82983.73 | 407.58 | 472.11 | 71187.02 | 48579.28 | 1345.51 | 594000 | 0.04 | 16 | 8 | 40.3 | 3129.1 | 3129.1 | 1
DE.N.MFH.06.Gen.ReEx.001.001 | 3600 | 131 | 147.9 | 0.89 | 16 | 16 | 1 | 12 | 12 | 1 | 0.3 | 174 | 10.9948 | 10.9955 | 1 | 121.7958 | 121.7958 | 1 | 1066931 | 1066931 | 1 | 18.5708 | 19.6172 | 37600.46 | 251.9 | 557.07 | 10660.65 | 7275.02 | 238.99 | 594000 | 0.04 | 16 | 12 | 147.9 | 468.6 | 468.6 | 1
DE.N.MFH.06.Gen.ReEx.001.002 | 3600 | 57.5 | 72.6 | 0.79 | 16 | 16 | 1 | 9 | 9 | 1 | 0.1 | 96 | 10.9948 | 10.9955 | 1 | 121.7958 | 121.7958 | 1 | 1066931 | 1066931 | 1 | 19.4313 | 19.6737 | 19596.85 | 108.29 | 147.94 | 10660.65 | 7275.02 | 238.99 | 594000 | 0.04 | 16 | 9 | 72.6 | 468.6 | 468.6 | 1
DE.N.MFH.06.Gen.ReEx.001.003 | 3600 | 36.5 | 45.3 | 0.81 | 16 | 16 | 1 | 8 | 8 | 1 | 0.1 | 68 | 10.9948 | 10.9955 | 1 | 121.7958 | 121.7958 | 1 | 1066931 | 1066931 | 1 | 19.6435 | 19.7339 | 13542.54 | 66.64 | 86.82 | 10660.65 | 7275.02 | 201.5 | 594000 | 0.04 | 16 | 8 | 45.3 | 468.6 | 468.6 | 1
DE.N.MFH.07.Gen.ReEx.001.001 | 3600 | 108.9 | 122.6 | 0.89 | 16 | 16 | 1 | 10 | 10 | 1 | 0.2 | 147 | 10.9948 | 10.9955 | 1 | 121.7958 | 121.7958 | 1 | 1066931 | 1066931 | 1 | 18.8276 | 19.6232 | 43804.92 | 306.11 | 566.53 | 14878.5 | 10153.35 | 333.54 | 594000 | 0.04 | 16 | 10 | 122.6 | 654 | 654 | 1
DE.N.MFH.07.Gen.ReEx.001.002 | 3600 | 52.6 | 66.5 | 0.79 | 16 | 16 | 1 | 8 | 8 | 1 | 0.1 | 89 | 10.9948 | 10.9955 | 1 | 121.7958 | 121.7958 | 1 | 1066931 | 1066931 | 1 | 19.4878 | 19.6796 | 25126.68 | 131.78 | 173.07 | 14878.5 | 10153.35 | 333.54 | 594000 | 0.04 | 16 | 8 | 66.5 | 654 | 654 | 1
DE.N.MFH.07.Gen.ReEx.001.003 | 3600 | 34 | 42 | 0.81 | 16 | 16 | 1 | 7 | 7 | 1 | 0 | 64 | 10.9948 | 10.9955 | 1 | 121.7958 | 121.7958 | 1 | 1066931 | 1066931 | 1 | 19.6737 | 19.7394 | 17566.44 | 81.1 | 103.5 | 14878.5 | 10153.35 | 281.22 | 594000 | 0.04 | 16 | 7 | 42 | 654 | 654 | 1
DE.N.MFH.08.Gen.ReEx.001.001 | 3600 | 111.6 | 127.6 | 0.87 | 16 | 16 | 1 | 17 | 17 | 1 | 0.4 | 157 | 10.9948 | 10.9955 | 1 | 121.7958 | 121.7958 | 1 | 1066931 | 1066931 | 1 | 18.8596 | 19.6356 | 56085.45 | 491 | 639.57 | 17701.77 | 12080 | 396.83 | 594000 | 0.04 | 16 | 17 | 127.6 | 778.1 | 778.1 | 1
DE.N.MFH.08.Gen.ReEx.001.002 | 3600 | 55.5 | 70.5 | 0.79 | 16 | 16 | 1 | 13 | 13 | 1 | 0.1 | 97 | 10.9948 | 10.9955 | 1 | 121.7958 | 121.7958 | 1 | 1066931 | 1066931 | 1 | 19.493 | 19.6951 | 33069.25 | 211.9 | 224.12 | 17701.77 | 12080 | 396.83 | 594000 | 0.04 | 16 | 13 | 70.5 | 778.1 | 778.1 | 1
DE.N.MFH.08.Gen.ReEx.001.003 | 3600 | 35.5 | 44 | 0.81 | 16 | 16 | 1 | 11 | 11 | 1 | 0.1 | 69 | 10.9948 | 10.9955 | 1 | 121.7958 | 121.7958 | 1 | 1066931 | 1066931 | 1 | 19.694 | 19.7608 | 22751.64 | 130.4 | 136.72 | 17701.77 | 12080 | 334.58 | 594000 | 0.04 | 16 | 11 | 44 | 778.1 | 778.1 | 1
DE.N.MFH.09.Gen.ReEx.001.001 | 3600 | 78.3 | 80.6 | 0.97 | 16 | 16 | 1 | 13 | 13 | 1 | 0.2 | 107 | 10.9948 | 10.9955 | 1 | 121.7958 | 121.7958 | 1 | 1066931 | 1066931 | 1 | 19.2052 | 19.6562 | 39457.37 | 313.32 | 434.13 | 18993.97 | 12961.82 | 425.8 | 594000 | 0.04 | 16 | 13 | 80.6 | 834.9 | 834.9 | 1
DE.N.MFH.09.Gen.ReEx.001.002 | 3600 | 50.3 | 53 | 0.95 | 16 | 16 | 1 | 13 | 13 | 1 | 0.1 | 79 | 10.9948 | 10.9955 | 1 | 121.7958 | 121.7958 | 1 | 1066931 | 1066931 | 1 | 19.5681 | 19.7103 | 28102.73 | 214.24 | 191.43 | 18993.97 | 12961.82 | 425.8 | 594000 | 0.04 | 16 | 13 | 53 | 834.9 | 834.9 | 1
DE.N.MFH.09.Gen.ReEx.001.003 | 3600 | 35.6 | 44 | 0.81 | 16 | 16 | 1 | 11 | 11 | 1 | 0.1 | 69 | 10.9948 | 10.9955 | 1 | 121.7958 | 121.7958 | 1 | 1066931 | 1066931 | 1 | 19.6891 | 19.7604 | 24412.48 | 131.84 | 155.67 | 18993.97 | 12961.82 | 359.01 | 594000 | 0.04 | 16 | 11 | 44 | 834.9 | 834.9 | 1
DE.N.MFH.10.Gen.ReEx.001.001 | 3600 | 47.5 | 49.9 | 0.95 | 16 | 16 | 1 | 9 | 9 | 1 | 0.1 | 73 | 10.9948 | 10.9955 | 1 | 121.7958 | 121.7958 | 1 | 1066931 | 1066931 | 1 | 19.4874 | 19.6966 | 68506.33 | 438.18 | 646.98 | 49824.78 | 34001.3 | 941.74 | 594000 | 0.04 | 16 | 9 | 49.9 | 2190.1 | 2190.1 | 1
DE.N.MFH.10.Gen.ReEx.001.002 | 3600 | 42.6 | 44.9 | 0.95 | 16 | 16 | 1 | 9 | 9 | 1 | 0.1 | 68 | 10.9948 | 10.9955 | 1 | 121.7958 | 121.7958 | 1 | 1066931 | 1066931 | 1 | 19.5608 | 19.714 | 63293.89 | 403.91 | 527.86 | 49824.78 | 34001.3 | 941.74 | 594000 | 0.04 | 16 | 9 | 44.9 | 2190.1 | 2190.1 | 1
DE.N.MFH.10.Gen.ReEx.001.003 | 3600 | 34.2 | 41.3 | 0.83 | 16 | 16 | 1 | 7 | 7 | 1 | 0 | 63 | 10.9948 | 10.9955 | 1 | 121.7958 | 121.7958 | 1 | 1066931 | 1066931 | 1 | 19.6661 | 19.7383 | 58826.09 | 248.56 | 375.97 | 49824.78 | 34001.3 | 941.74 | 594000 | 0.04 | 16 | 7 | 41.3 | 2190.1 | 2190.1 | 1
DE.N.MFH.11.Gen.ReEx.001.001 | 3600 | 64.8 | 72.7 | 0.89 | 16 | 16 | 1 | 10 | 10 | 1 | 0.1 | 97 | 10.9948 | 10.9955 | 1 | 121.7958 | 121.7958 | 1 | 1066931 | 1066931 | 1 | 19.3594 | 19.665 | 55462.5 | 402.81 | 461.54 | 29688.75 | 20260.12 | 665.55 | 594000 | 0.04 | 16 | 10 | 72.7 | 1305 | 1305 | 1
DE.N.MFH.11.Gen.ReEx.001.002 | 3600 | 36.4 | 44.7 | 0.81 | 16 | 16 | 1 | 9 | 9 | 1 | 0.1 | 68 | 10.9948 | 10.9955 | 1 | 121.7958 | 121.7958 | 1 | 1066931 | 1066931 | 1 | 19.6592 | 19.7413 | 37714.5 | 208.8 | 229.81 | 29688.75 | 20260.12 | 561.15 | 594000 | 0.04 | 16 | 9 | 44.7 | 1305 | 1305 | 1
DE.N.MFH.11.Gen.ReEx.001.003 | 3600 | 31.2 | 35.3 | 0.88 | 16 | 16 | 1 | 9 | 9 | 1 | 0.1 | 58 | 10.9948 | 10.9955 | 1 | 121.7958 | 121.7958 | 1 | 1066931 | 1066931 | 1 | 19.7181 | 19.7725 | 31946.4 | 208.8 | 189.33 | 29688.75 | 20260.12 | 495.9 | 594000 | 0.04 | 16 | 9 | 35.3 | 1305 | 1305 | 1
DE.N.MFH.11.Gen.ReEx.001.011 | 3600 | 70.2 | 77.9 | 0.9 | 16 | 16 | 1 | 10 | 10 | 1 | 0.1 | 102 | 10.9948 | 10.9955 | 1 | 121.7958 | 121.7958 | 1 | 1066931 | 1066931 | 1 | 19.2844 | 19.6572 | 58568.4 | 402.81 | 564.81 | 29688.75 | 20260.12 | 665.55 | 594000 | 0.04 | 16 | 10 | 77.9 | 1305 | 1305 | 1
DE.N.MFH.11.Gen.ReEx.001.012 | 3600 | 47.1 | 55.6 | 0.85 | 16 | 16 | 1 | 9 | 9 | 1 | 0.1 | 79 | 10.9948 | 10.9955 | 1 | 121.7958 | 121.7958 | 1 | 1066931 | 1066931 | 1 | 19.5148 | 19.6982 | 44370 | 330.17 | 306.18 | 29688.75 | 20260.12 | 561.15 | 594000 | 0.04 | 16 | 9 | 55.6 | 1305 | 1305 | 1
DE.N.MFH.11.Gen.ReEx.001.013 | 3600 | 31.2 | 35.3 | 0.88 | 16 | 16 | 1 | 9 | 9 | 1 | 0.1 | 58 | 10.9948 | 10.9955 | 1 | 121.7958 | 121.7958 | 1 | 1066931 | 1066931 | 1 | 19.7181 | 19.7725 | 31946.4 | 208.8 | 189.33 | 29688.75 | 20260.12 | 495.9 | 594000 | 0.04 | 16 | 9 | 35.3 | 1305 | 1305 | 1
DE.N.MFH.11.Gen.ReEx.001.021 | 3600 | 62.3 | 70.2 | 0.89 | 16 | 16 | 1 | 10 | 10 | 1 | 0.1 | 95 | 10.9948 | 10.9955 | 1 | 121.7958 | 121.7958 | 1 | 1066931 | 1066931 | 1 | 19.3959 | 19.6692 | 53687.7 | 402.81 | 412.4 | 29688.75 | 20260.12 | 665.55 | 594000 | 0.04 | 16 | 10 | 70.2 | 1305 | 1305 | 1
DE.N.MFH.11.Gen.ReEx.001.022 | 3600 | 47.1 | 55.6 | 0.85 | 16 | 16 | 1 | 9 | 9 | 1 | 0.1 | 79 | 10.9948 | 10.9955 | 1 | 121.7958 | 121.7958 | 1 | 1066931 | 1066931 | 1 | 19.5148 | 19.6982 | 44370 | 330.17 | 306.18 | 29688.75 | 20260.12 | 561.15 | 594000 | 0.04 | 16 | 9 | 55.6 | 1305 | 1305 | 1
DE.N.MFH.11.Gen.ReEx.001.023 | 3600 | 31.2 | 35.3 | 0.88 | 16 | 16 | 1 | 9 | 9 | 1 | 0.1 | 58 | 10.9948 | 10.9955 | 1 | 121.7958 | 121.7958 | 1 | 1066931 | 1066931 | 1 | 19.7181 | 19.7725 | 31946.4 | 208.8 | 189.33 | 29688.75 | 20260.12 | 495.9 | 594000 | 0.04 | 16 | 9 | 35.3 | 1305 | 1305 | 1
DE.N.MFH.12.Gen.ReEx.001.001 | 3600 | 62.6 | 71.4 | 0.88 | 16 | 16 | 1 | 9 | 9 | 1 | 0.1 | 94 | 10.9948 | 10.9955 | 1 | 121.7958 | 121.7958 | 1 | 1066931 | 1066931 | 1 | 19.366 | 19.6647 | 53687.7 | 330.17 | 480.08 | 29688.75 | 20260.12 | 665.55 | 594000 | 0.04 | 16 | 9 | 71.4 | 1305 | 1305 | 1
DE.N.MFH.12.Gen.ReEx.001.002 | 3600 | 40.7 | 49.1 | 0.83 | 16 | 16 | 1 | 9 | 9 | 1 | 0.1 | 72 | 10.9948 | 10.9955 | 1 | 121.7958 | 121.7958 | 1 | 1066931 | 1066931 | 1 | 19.6205 | 19.7222 | 40376.7 | 330.17 | 186.3 | 29688.75 | 20260.12 | 561.15 | 594000 | 0.04 | 16 | 9 | 49.1 | 1305 | 1305 | 1
DE.N.MFH.12.Gen.ReEx.001.003 | 3600 | 31.2 | 35.3 | 0.88 | 16 | 16 | 1 | 9 | 9 | 1 | 0.1 | 58 | 10.9948 | 10.9955 | 1 | 121.7958 | 121.7958 | 1 | 1066931 | 1066931 | 1 | 19.7181 | 19.7725 | 31946.4 | 208.8 | 189.33 | 29688.75 | 20260.12 | 495.9 | 594000 | 0.04 | 16 | 9 | 35.3 | 1305 | 1305 | 1
DE.N.MFH.12.Gen.ReEx.001.011 | 3600 | 64.8 | 72.7 | 0.89 | 16 | 16 | 1 | 10 | 10 | 1 | 0.1 | 97 | 10.9948 | 10.9955 | 1 | 121.7958 | 121.7958 | 1 | 1066931 | 1066931 | 1 | 19.3597 | 19.665 | 55462.5 | 402.81 | 461.07 | 29688.75 | 20260.12 | 665.55 | 594000 | 0.04 | 16 | 10 | 72.7 | 1305 | 1305 | 1
DE.N.MFH.12.Gen.ReEx.001.012 | 3600 | 43.5 | 52 | 0.84 | 16 | 16 | 1 | 9 | 9 | 1 | 0.1 | 75 | 10.9948 | 10.9955 | 1 | 121.7958 | 121.7958 | 1 | 1066931 | 1066931 | 1 | 19.5373 | 19.7107 | 42151.5 | 208.8 | 363.2 | 29688.75 | 20260.12 | 561.15 | 594000 | 0.04 | 16 | 9 | 52 | 1305 | 1305 | 1
DE.N.MFH.12.Gen.ReEx.001.013 | 3600 | 31.2 | 35.3 | 0.88 | 16 | 16 | 1 | 9 | 9 | 1 | 0.1 | 58 | 10.9948 | 10.9955 | 1 | 121.7958 | 121.7958 | 1 | 1066931 | 1066931 | 1 | 19.7181 | 19.7725 | 31946.4 | 208.8 | 189.33 | 29688.75 | 20260.12 | 495.9 | 594000 | 0.04 | 16 | 9 | 35.3 | 1305 | 1305 | 1
DE.N.MFH.12.Gen.ReEx.001.021 | 3600 | 65.6 | 74.2 | 0.88 | 16 | 16 | 1 | 9 | 9 | 1 | 0.1 | 97 | 10.9948 | 10.9955 | 1 | 121.7958 | 121.7958 | 1 | 1066931 | 1066931 | 1 | 19.3248 | 19.6602 | 55462.5 | 330.17 | 536.26 | 29688.75 | 20260.12 | 665.55 | 594000 | 0.04 | 16 | 9 | 74.2 | 1305 | 1305 | 1
DE.N.MFH.12.Gen.ReEx.001.022 | 3600 | 43.5 | 52 | 0.84 | 16 | 16 | 1 | 9 | 9 | 1 | 0.1 | 75 | 10.9948 | 10.9955 | 1 | 121.7958 | 121.7958 | 1 | 1066931 | 1066931 | 1 | 19.5373 | 19.7107 | 42151.5 | 208.8 | 363.2 | 29688.75 | 20260.12 | 561.15 | 594000 | 0.04 | 16 | 9 | 52 | 1305 | 1305 | 1
DE.N.MFH.12.Gen.ReEx.001.023 | 3600 | 31.2 | 35.3 | 0.88 | 16 | 16 | 1 | 9 | 9 | 1 | 0.1 | 58 | 10.9948 | 10.9955 | 1 | 121.7958 | 121.7958 | 1 | 1066931 | 1066931 | 1 | 19.7181 | 19.7725 | 31946.4 | 208.8 | 189.33 | 29688.75 | 20260.12 | 495.9 | 594000 | 0.04 | 16 | 9 | 35.3 | 1305 | 1305 | 1
DE.N.SFH.01.Gen.ReEx.001.001 | 3600 | 268.5 | 282.7 | 0.95 | 16 | 16 | 1 | 10 | 10 | 1 | 0.2 | 307 | 10.9948 | 10.9955 | 1 | 121.7958 | 121.7958 | 1 | 1066931 | 1066931 | 1 | 16.8105 | 19.5937 | 35798.91 | 86.58 | 970.72 | 4979.97 | 3398.42 | 111.64 | 594000 | 0.04 | 16 | 10 | 282.7 | 218.9 | 218.9 | 1
DE.N.SFH.01.Gen.ReEx.001.002 | 3600 | 79.4 | 94.8 | 0.84 | 16 | 16 | 1 | 8 | 8 | 1 | 0.1 | 117 | 10.9948 | 10.9955 | 1 | 121.7958 | 121.7958 | 1 | 1066931 | 1066931 | 1 | 19.1227 | 19.6398 | 12205.86 | 49.25 | 139.16 | 4979.97 | 3398.42 | 111.64 | 594000 | 0.04 | 16 | 8 | 94.8 | 218.9 | 218.9 | 1
DE.N.SFH.01.Gen.ReEx.001.003 | 3600 | 39.3 | 49 | 0.8 | 16 | 16 | 1 | 7 | 7 | 1 | 0 | 71 | 10.9948 | 10.9955 | 1 | 121.7958 | 121.7958 | 1 | 1066931 | 1066931 | 1 | 19.5772 | 19.7149 | 6549.49 | 24.62 | 53.64 | 4979.97 | 3398.42 | 94.13 | 594000 | 0.04 | 16 | 7 | 49 | 218.9 | 218.9 | 1
DE.N.SFH.02.Gen.ReEx.001.001 | 3600 | 254.6 | 269.7 | 0.94 | 16 | 16 | 1 | 12 | 12 | 1 | 0.2 | 296 | 10.9948 | 10.9955 | 1 | 121.7958 | 121.7958 | 1 | 1066931 | 1066931 | 1 | 17.0083 | 19.5959 | 22322.16 | 68.44 | 560.67 | 3225.95 | 2201.45 | 72.32 | 594000 | 0.04 | 16 | 12 | 269.7 | 141.8 | 141.8 | 1
DE.N.SFH.02.Gen.ReEx.001.002 | 3600 | 84.3 | 98.5 | 0.86 | 16 | 16 | 1 | 10 | 10 | 1 | 0.1 | 122 | 10.9948 | 10.9955 | 1 | 121.7958 | 121.7958 | 1 | 1066931 | 1066931 | 1 | 19.0792 | 19.6408 | 8292.46 | 38.88 | 96.93 | 3225.95 | 2201.45 | 72.32 | 594000 | 0.04 | 16 | 10 | 98.5 | 141.8 | 141.8 | 1
DE.N.SFH.02.Gen.ReEx.001.003 | 3600 | 46.3 | 57.5 | 0.81 | 16 | 16 | 1 | 8 | 8 | 1 | 0.1 | 80 | 10.9948 | 10.9955 | 1 | 121.7958 | 121.7958 | 1 | 1066931 | 1066931 | 1 | 19.4771 | 19.6948 | 4965.84 | 19.44 | 47.07 | 3225.95 | 2201.45 | 60.97 | 594000 | 0.04 | 16 | 8 | 57.5 | 141.8 | 141.8 | 1
DE.N.SFH.03.Gen.ReEx.001.001 | 3600 | 208.5 | 218.5 | 0.95 | 16 | 16 | 1 | 14 | 14 | 1 | 0.3 | 246 | 10.9948 | 10.9955 | 1 | 121.7958 | 121.7958 | 1 | 1066931 | 1066931 | 1 | 17.5861 | 19.6023 | 38363.05 | 152.58 | 848.43 | 6881.88 | 4696.31 | 154.28 | 594000 | 0.04 | 16 | 14 | 218.5 | 302.5 | 302.5 | 1
DE.N.SFH.03.Gen.ReEx.001.002 | 3600 | 72.9 | 83.6 | 0.87 | 16 | 16 | 1 | 11 | 11 | 1 | 0.1 | 108 | 10.9948 | 10.9955 | 1 | 121.7958 | 121.7958 | 1 | 1066931 | 1066931 | 1 | 19.2217 | 19.6566 | 15530.35 | 70.66 | 170.42 | 6881.88 | 4696.31 | 154.28 | 594000 | 0.04 | 16 | 11 | 83.6 | 302.5 | 302.5 | 1
DE.N.SFH.03.Gen.ReEx.001.003 | 3600 | 40.8 | 50.7 | 0.8 | 16 | 16 | 1 | 9 | 9 | 1 | 0.1 | 74 | 10.9948 | 10.9955 | 1 | 121.7958 | 121.7958 | 1 | 1066931 | 1066931 | 1 | 19.5763 | 19.7213 | 9565.05 | 43.48 | 77.42 | 6881.88 | 4696.31 | 130.07 | 594000 | 0.04 | 16 | 9 | 50.7 | 302.5 | 302.5 | 1
DE.N.SFH.04.Gen.ReEx.001.001 | 3600 | 254.7 | 272.9 | 0.93 | 16 | 16 | 1 | 14 | 14 | 1 | 0.3 | 300 | 10.9948 | 10.9955 | 1 | 121.7958 | 121.7958 | 1 | 1066931 | 1066931 | 1 | 17.016 | 19.5971 | 17753.78 | 57.52 | 438.32 | 2527.53 | 1724.83 | 56.66 | 594000 | 0.04 | 16 | 14 | 272.9 | 111.1 | 111.1 | 1
DE.N.SFH.04.Gen.ReEx.001.002 | 3600 | 103 | 119.2 | 0.86 | 16 | 16 | 1 | 11 | 11 | 1 | 0.1 | 144 | 10.9948 | 10.9955 | 1 | 121.7958 | 121.7958 | 1 | 1066931 | 1066931 | 1 | 18.8217 | 19.6281 | 7743.67 | 26.52 | 114.69 | 2527.53 | 1724.83 | 56.66 | 594000 | 0.04 | 16 | 11 | 119.2 | 111.1 | 111.1 | 1
DE.N.SFH.04.Gen.ReEx.001.003 | 3600 | 49.6 | 61.4 | 0.81 | 16 | 16 | 1 | 9 | 9 | 1 | 0.1 | 85 | 10.9948 | 10.9955 | 1 | 121.7958 | 121.7958 | 1 | 1066931 | 1066931 | 1 | 19.4348 | 19.6903 | 4192.91 | 16.32 | 42.27 | 2527.53 | 1724.83 | 47.77 | 594000 | 0.04 | 16 | 9 | 61.4 | 111.1 | 111.1 | 1
DE.N.SFH.05.Gen.ReEx.001.001 | 3600 | 245.3 | 265.3 | 0.92 | 16 | 16 | 1 | 15 | 15 | 1 | 0.4 | 294 | 10.9948 | 10.9955 | 1 | 121.7958 | 121.7958 | 1 | 1066931 | 1066931 | 1 | 17.1824 | 19.5987 | 18955.68 | 82.18 | 423.55 | 2757.3 | 1881.63 | 61.81 | 594000 | 0.04 | 16 | 15 | 265.3 | 121.2 | 121.2 | 1
DE.N.SFH.05.Gen.ReEx.001.002 | 3600 | 107.5 | 128.1 | 0.84 | 16 | 16 | 1 | 12 | 12 | 1 | 0.2 | 154 | 10.9948 | 10.9955 | 1 | 121.7958 | 121.7958 | 1 | 1066931 | 1066931 | 1 | 18.7914 | 19.6276 | 9065.76 | 37.96 | 125.78 | 2757.3 | 1881.63 | 61.81 | 594000 | 0.04 | 16 | 12 | 128.1 | 121.2 | 121.2 | 1
DE.N.SFH.05.Gen.ReEx.001.003 | 3600 | 57.8 | 69.9 | 0.83 | 16 | 16 | 1 | 10 | 10 | 1 | 0.1 | 94 | 10.9948 | 10.9955 | 1 | 121.7958 | 121.7958 | 1 | 1066931 | 1066931 | 1 | 19.3344 | 19.6757 | 5233.42 | 23.36 | 56.28 | 2757.3 | 1881.63 | 52.12 | 594000 | 0.04 | 16 | 10 | 69.9 | 121.2 | 121.2 | 1
DE.N.SFH.06.Gen.ReEx.001.001 | 3600 | 180.3 | 195.3 | 0.92 | 16 | 16 | 1 | 16 | 16 | 1 | 0.3 | 225 | 10.9948 | 10.9955 | 1 | 121.7958 | 121.7958 | 1 | 1066931 | 1066931 | 1 | 17.9658 | 19.6091 | 19797.79 | 101.79 | 367.58 | 3942.57 | 2690.48 | 88.38 | 594000 | 0.04 | 16 | 16 | 195.3 | 173.3 | 173.3 | 1
DE.N.SFH.06.Gen.ReEx.001.002 | 3600 | 74.2 | 91.5 | 0.81 | 16 | 16 | 1 | 13 | 13 | 1 | 0.1 | 118 | 10.9948 | 10.9955 | 1 | 121.7958 | 121.7958 | 1 | 1066931 | 1066931 | 1 | 19.2228 | 19.6611 | 9722.13 | 47.07 | 98.21 | 3942.57 | 2690.48 | 88.38 | 594000 | 0.04 | 16 | 13 | 91.5 | 173.3 | 173.3 | 1
DE.N.SFH.06.Gen.ReEx.001.003 | 3600 | 46.2 | 58.5 | 0.79 | 16 | 16 | 1 | 11 | 11 | 1 | 0.1 | 83 | 10.9948 | 10.9955 | 1 | 121.7958 | 121.7958 | 1 | 1066931 | 1066931 | 1 | 19.5074 | 19.7122 | 6363.58 | 28.97 | 57.39 | 3942.57 | 2690.48 | 74.52 | 594000 | 0.04 | 16 | 11 | 58.5 | 173.3 | 173.3 | 1
DE.N.SFH.06.LightFrame.ReEx.001.001 | 3600 | 117.6 | 126.8 | 0.93 | 16 | 16 | 1 | 15 | 15 | 1 | 0.3 | 155 | 10.9948 | 10.9955 | 1 | 121.7958 | 121.7958 | 1 | 1066931 | 1066931 | 1 | 18.7388 | 19.6281 | 13948.7 | 96.2 | 188 | 4204.2 | 2869.02 | 94.25 | 594000 | 0.04 | 16 | 15 | 126.8 | 184.8 | 184.8 | 1
DE.N.SFH.06.LightFrame.ReEx.001.002 | 3600 | 69.9 | 80.9 | 0.86 | 16 | 16 | 1 | 12 | 12 | 1 | 0.1 | 107 | 10.9948 | 10.9955 | 1 | 121.7958 | 121.7958 | 1 | 1066931 | 1066931 | 1 | 19.269 | 19.6639 | 9236.3 | 44.46 | 96.46 | 4204.2 | 2869.02 | 94.25 | 594000 | 0.04 | 16 | 12 | 80.9 | 184.8 | 184.8 | 1
DE.N.SFH.06.LightFrame.ReEx.001.003 | 3600 | 39.3 | 49.1 | 0.8 | 16 | 16 | 1 | 10 | 10 | 1 | 0.1 | 73 | 10.9948 | 10.9955 | 1 | 121.7958 | 121.7958 | 1 | 1066931 | 1066931 | 1 | 19.6093 | 19.7337 | 5780.54 | 27.36 | 44.52 | 4204.2 | 2869.02 | 79.46 | 594000 | 0.04 | 16 | 10 | 49.1 | 184.8 | 184.8 | 1
DE.N.SFH.07.Gen.ReEx.001.001 | 3600 | 123.6 | 130.6 | 0.95 | 16 | 16 | 1 | 9 | 9 | 1 | 0.2 | 154 | 10.9948 | 10.9955 | 1 | 121.7958 | 121.7958 | 1 | 1066931 | 1066931 | 1 | 18.6729 | 19.6152 | 16126.88 | 122.1 | 213.74 | 4904.9 | 3347.19 | 109.96 | 594000 | 0.04 | 16 | 9 | 130.6 | 215.6 | 215.6 | 1
DE.N.SFH.07.Gen.ReEx.001.002 | 3600 | 61.3 | 73.5 | 0.83 | 16 | 16 | 1 | 7 | 7 | 1 | 0.1 | 95 | 10.9948 | 10.9955 | 1 | 121.7958 | 121.7958 | 1 | 1066931 | 1066931 | 1 | 19.3484 | 19.659 | 9236.3 | 37.7 | 87.7 | 4904.9 | 3347.19 | 109.96 | 594000 | 0.04 | 16 | 7 | 73.5 | 215.6 | 215.6 | 1
DE.N.SFH.07.Gen.ReEx.001.003 | 3600 | 36.2 | 45.5 | 0.8 | 16 | 16 | 1 | 6 | 6 | 1 | 0 | 66 | 10.9948 | 10.9955 | 1 | 121.7958 | 121.7958 | 1 | 1066931 | 1066931 | 1 | 19.6202 | 19.7213 | 6010.93 | 23.2 | 42.36 | 4904.9 | 3347.19 | 92.71 | 594000 | 0.04 | 16 | 6 | 45.5 | 215.6 | 215.6 | 1
DE.N.SFH.08.Gen.ReEx.001.001 | 3600 | 137.6 | 151.7 | 0.91 | 16 | 16 | 1 | 17 | 17 | 1 | 0.4 | 181 | 10.9948 | 10.9955 | 1 | 121.7958 | 121.7958 | 1 | 1066931 | 1066931 | 1 | 18.5369 | 19.6225 | 13430.88 | 100.94 | 183.41 | 3417.05 | 2331.86 | 76.6 | 594000 | 0.04 | 16 | 17 | 151.7 | 150.2 | 150.2 | 1
DE.N.SFH.08.Gen.ReEx.001.002 | 3600 | 81.4 | 96.5 | 0.84 | 16 | 16 | 1 | 13 | 13 | 1 | 0.1 | 123 | 10.9948 | 10.9955 | 1 | 121.7958 | 121.7958 | 1 | 1066931 | 1066931 | 1 | 19.1259 | 19.6524 | 8834.76 | 41.17 | 101.15 | 3417.05 | 2331.86 | 76.6 | 594000 | 0.04 | 16 | 13 | 96.5 | 150.2 | 150.2 | 1
DE.N.SFH.08.Gen.ReEx.001.003 | 3600 | 45.8 | 57.2 | 0.8 | 16 | 16 | 1 | 11 | 11 | 1 | 0.1 | 82 | 10.9948 | 10.9955 | 1 | 121.7958 | 121.7958 | 1 | 1066931 | 1066931 | 1 | 19.5144 | 19.7136 | 5413.21 | 25.34 | 48.65 | 3417.05 | 2331.86 | 64.59 | 594000 | 0.04 | 16 | 11 | 57.2 | 150.2 | 150.2 | 1
DE.N.SFH.09.Gen.ReEx.001.001 | 3600 | 103.2 | 98.2 | 1.05 | 16 | 16 | 1 | 19 | 19 | 1 | 0.4 | 130 | 10.9948 | 10.9955 | 1 | 121.7958 | 121.7958 | 1 | 1066931 | 1066931 | 1 | 18.9407 | 19.6459 | 7584.62 | 65.67 | 98.47 | 2773.22 | 1892.5 | 62.17 | 594000 | 0.04 | 16 | 19 | 98.2 | 121.9 | 121.9 | 1
DE.N.SFH.09.Gen.ReEx.001.002 | 3600 | 80.5 | 76 | 1.06 | 16 | 16 | 1 | 19 | 19 | 1 | 0.2 | 108 | 10.9948 | 10.9955 | 1 | 121.7958 | 121.7958 | 1 | 1066931 | 1066931 | 1 | 19.1872 | 19.6703 | 6175.45 | 44.8 | 76.8 | 2773.22 | 1892.5 | 62.17 | 594000 | 0.04 | 16 | 19 | 76 | 121.9 | 121.9 | 1
DE.N.SFH.09.Gen.ReEx.001.003 | 3600 | 47.4 | 57.8 | 0.82 | 16 | 16 | 1 | 16 | 16 | 1 | 0.1 | 87 | 10.9948 | 10.9955 | 1 | 121.7958 | 121.7958 | 1 | 1066931 | 1066931 | 1 | 19.5366 | 19.7346 | 4724.84 | 27.57 | 41.65 | 2773.22 | 1892.5 | 52.42 | 594000 | 0.04 | 16 | 16 | 57.8 | 121.9 | 121.9 | 1
DE.N.SFH.10.Gen.ReEx.001.001 | 3600 | 72.7 | 70.1 | 1.04 | 16 | 16 | 1 | 14 | 14 | 1 | 0.2 | 98 | 10.9948 | 10.9955 | 1 | 121.7958 | 121.7958 | 1 | 1066931 | 1066931 | 1 | 19.1747 | 19.6651 | 6674.54 | 43.62 | 91.56 | 3332.88 | 2274.41 | 62.99 | 594000 | 0.04 | 16 | 14 | 70.1 | 146.5 | 146.5 | 1
DE.N.SFH.10.Gen.ReEx.001.002 | 3600 | 61.5 | 61.3 | 1 | 16 | 16 | 1 | 14 | 14 | 1 | 0.1 | 89 | 10.9948 | 10.9955 | 1 | 121.7958 | 121.7958 | 1 | 1066931 | 1066931 | 1 | 19.3222 | 19.6837 | 5877.58 | 39.39 | 71.22 | 3332.88 | 2274.41 | 62.99 | 594000 | 0.04 | 16 | 14 | 61.3 | 146.5 | 146.5 | 1
DE.N.SFH.10.Gen.ReEx.001.003 | 3600 | 44.2 | 55 | 0.8 | 16 | 16 | 1 | 12 | 12 | 1 | 0.1 | 81 | 10.9948 | 10.9955 | 1 | 121.7958 | 121.7958 | 1 | 1066931 | 1066931 | 1 | 19.5459 | 19.7255 | 5180.24 | 24.24 | 46.01 | 3332.88 | 2274.41 | 62.99 | 594000 | 0.04 | 16 | 12 | 55 | 146.5 | 146.5 | 1
DE.N.SFH.11.Gen.ReEx.001.001 | 3600 | 77.1 | 82.2 | 0.94 | 16 | 16 | 1 | 16 | 16 | 1 | 0.2 | 111 | 10.9948 | 10.9955 | 1 | 121.7958 | 121.7958 | 1 | 1066931 | 1066931 | 1 | 19.2073 | 19.6662 | 9844.36 | 59.28 | 111.6 | 4249.7 | 2900.07 | 95.27 | 594000 | 0.04 | 16 | 16 | 82.2 | 186.8 | 186.8 | 1
DE.N.SFH.11.Gen.ReEx.001.002 | 3600 | 60 | 67.5 | 0.89 | 16 | 16 | 1 | 16 | 16 | 1 | 0.2 | 96 | 10.9948 | 10.9955 | 1 | 121.7958 | 121.7958 | 1 | 1066931 | 1066931 | 1 | 19.3714 | 19.6951 | 8320.07 | 59.28 | 81.08 | 4249.7 | 2900.07 | 80.32 | 594000 | 0.04 | 16 | 16 | 67.5 | 186.8 | 186.8 | 1
DE.N.SFH.11.Gen.ReEx.001.003 | 3600 | 36.5 | 42 | 0.87 | 16 | 16 | 1 | 13 | 13 | 1 | 0.1 | 69 | 10.9948 | 10.9955 | 1 | 121.7958 | 121.7958 | 1 | 1066931 | 1066931 | 1 | 19.6486 | 19.7681 | 5398.52 | 31.48 | 47.49 | 4249.7 | 2900.07 | 70.98 | 594000 | 0.04 | 16 | 13 | 42 | 186.8 | 186.8 | 1
DE.N.SFH.11.Gen.ReEx.001.011 | 3600 | 80.9 | 85.8 | 0.94 | 16 | 16 | 1 | 16 | 16 | 1 | 0.2 | 115 | 10.9948 | 10.9955 | 1 | 121.7958 | 121.7958 | 1 | 1066931 | 1066931 | 1 | 19.1557 | 19.6614 | 10161.92 | 59.28 | 122.34 | 4249.7 | 2900.07 | 95.27 | 594000 | 0.04 | 16 | 16 | 85.8 | 186.8 | 186.8 | 1
DE.N.SFH.11.Gen.ReEx.001.012 | 3600 | 60 | 67.5 | 0.89 | 16 | 16 | 1 | 16 | 16 | 1 | 0.2 | 96 | 10.9948 | 10.9955 | 1 | 121.7958 | 121.7958 | 1 | 1066931 | 1066931 | 1 | 19.3714 | 19.6951 | 8320.07 | 59.28 | 81.08 | 4249.7 | 2900.07 | 80.32 | 594000 | 0.04 | 16 | 16 | 67.5 | 186.8 | 186.8 | 1
DE.N.SFH.11.Gen.ReEx.001.013 | 3600 | 36.5 | 42 | 0.87 | 16 | 16 | 1 | 13 | 13 | 1 | 0.1 | 69 | 10.9948 | 10.9955 | 1 | 121.7958 | 121.7958 | 1 | 1066931 | 1066931 | 1 | 19.6486 | 19.7681 | 5398.52 | 31.48 | 47.49 | 4249.7 | 2900.07 | 70.98 | 594000 | 0.04 | 16 | 13 | 42 | 186.8 | 186.8 | 1
DE.N.SFH.11.Gen.ReEx.001.021 | 3600 | 72 | 77.8 | 0.93 | 16 | 16 | 1 | 16 | 16 | 1 | 0.2 | 107 | 10.9948 | 10.9955 | 1 | 121.7958 | 121.7958 | 1 | 1066931 | 1066931 | 1 | 19.28 | 19.6738 | 9336.26 | 59.28 | 96.83 | 4249.7 | 2900.07 | 95.27 | 594000 | 0.04 | 16 | 16 | 77.8 | 186.8 | 186.8 | 1
DE.N.SFH.11.Gen.ReEx.001.022 | 3600 | 60 | 67.5 | 0.89 | 16 | 16 | 1 | 16 | 16 | 1 | 0.2 | 96 | 10.9948 | 10.9955 | 1 | 121.7958 | 121.7958 | 1 | 1066931 | 1066931 | 1 | 19.3714 | 19.6951 | 8320.07 | 59.28 | 81.08 | 4249.7 | 2900.07 | 80.32 | 594000 | 0.04 | 16 | 16 | 67.5 | 186.8 | 186.8 | 1
DE.N.SFH.11.Gen.ReEx.001.023 | 3600 | 36.5 | 42 | 0.87 | 16 | 16 | 1 | 13 | 13 | 1 | 0.1 | 69 | 10.9948 | 10.9955 | 1 | 121.7958 | 121.7958 | 1 | 1066931 | 1066931 | 1 | 19.6486 | 19.7681 | 5398.52 | 31.48 | 47.49 | 4249.7 | 2900.07 | 70.98 | 594000 | 0.04 | 16 | 13 | 42 | 186.8 | 186.8 | 1
DE.N.SFH.12.Gen.ReEx.001.001 | 3600 | 60.4 | 69.5 | 0.87 | 16 | 16 | 1 | 13 | 13 | 1 | 0.1 | 96 | 10.9948 | 10.9955 | 1 | 121.7958 | 121.7958 | 1 | 1066931 | 1066931 | 1 | 19.417 | 19.6837 | 8066.02 | 49.58 | 68.48 | 4249.7 | 2900.07 | 95.27 | 594000 | 0.04 | 16 | 13 | 69.5 | 186.8 | 186.8 | 1
DE.N.SFH.12.Gen.ReEx.001.002 | 3600 | 51.5 | 61 | 0.84 | 16 | 16 | 1 | 13 | 13 | 1 | 0.1 | 88 | 10.9948 | 10.9955 | 1 | 121.7958 | 121.7958 | 1 | 1066931 | 1066931 | 1 | 19.4696 | 19.7049 | 7367.39 | 49.58 | 61.51 | 4249.7 | 2900.07 | 80.32 | 594000 | 0.04 | 16 | 13 | 61 | 186.8 | 186.8 | 1
DE.N.SFH.12.Gen.ReEx.001.003 | 3600 | 36.5 | 42 | 0.87 | 16 | 16 | 1 | 13 | 13 | 1 | 0.1 | 69 | 10.9948 | 10.9955 | 1 | 121.7958 | 121.7958 | 1 | 1066931 | 1066931 | 1 | 19.6486 | 19.7681 | 5398.52 | 31.48 | 47.49 | 4249.7 | 2900.07 | 70.98 | 594000 | 0.04 | 16 | 13 | 42 | 186.8 | 186.8 | 1
DE.N.SFH.12.Gen.ReEx.001.011 | 3600 | 77.2 | 82.2 | 0.94 | 16 | 16 | 1 | 16 | 16 | 1 | 0.2 | 111 | 10.9948 | 10.9955 | 1 | 121.7958 | 121.7958 | 1 | 1066931 | 1066931 | 1 | 19.2063 | 19.6661 | 9844.36 | 59.28 | 111.8 | 4249.7 | 2900.07 | 95.27 | 594000 | 0.04 | 16 | 16 | 82.2 | 186.8 | 186.8 | 1
DE.N.SFH.12.Gen.ReEx.001.012 | 3600 | 51.5 | 61 | 0.84 | 16 | 16 | 1 | 13 | 13 | 1 | 0.1 | 88 | 10.9948 | 10.9955 | 1 | 121.7958 | 121.7958 | 1 | 1066931 | 1066931 | 1 | 19.4696 | 19.7049 | 7367.39 | 49.58 | 61.51 | 4249.7 | 2900.07 | 80.32 | 594000 | 0.04 | 16 | 13 | 61 | 186.8 | 186.8 | 1
DE.N.SFH.12.Gen.ReEx.001.013 | 3600 | 36.5 | 42 | 0.87 | 16 | 16 | 1 | 13 | 13 | 1 | 0.1 | 69 | 10.9948 | 10.9955 | 1 | 121.7958 | 121.7958 | 1 | 1066931 | 1066931 | 1 | 19.6486 | 19.7681 | 5398.52 | 31.48 | 47.49 | 4249.7 | 2900.07 | 70.98 | 594000 | 0.04 | 16 | 13 | 42 | 186.8 | 186.8 | 1
DE.N.SFH.12.Gen.ReEx.001.021 | 3600 | 79.5 | 84.4 | 0.94 | 16 | 16 | 1 | 13 | 13 | 1 | 0.1 | 111 | 10.9948 | 10.9955 | 1 | 121.7958 | 121.7958 | 1 | 1066931 | 1066931 | 1 | 19.1481 | 19.6545 | 9844.36 | 49.58 | 122.14 | 4249.7 | 2900.07 | 95.27 | 594000 | 0.04 | 16 | 13 | 84.4 | 186.8 | 186.8 | 1
DE.N.SFH.12.Gen.ReEx.001.022 | 3600 | 51.5 | 61 | 0.84 | 16 | 16 | 1 | 13 | 13 | 1 | 0.1 | 88 | 10.9948 | 10.9955 | 1 | 121.7958 | 121.7958 | 1 | 1066931 | 1066931 | 1 | 19.4696 | 19.7049 | 7367.39 | 49.58 | 61.51 | 4249.7 | 2900.07 | 80.32 | 594000 | 0.04 | 16 | 13 | 61 | 186.8 | 186.8 | 1
DE.N.SFH.12.Gen.ReEx.001.023 | 3600 | 36.5 | 42 | 0.87 | 16 | 16 | 1 | 13 | 13 | 1 | 0.1 | 69 | 10.9948 | 10.9955 | 1 | 121.7958 | 121.7958 | 1 | 1066931 | 1066931 | 1 | 19.6486 | 19.7681 | 5398.52 | 31.48 | 47.49 | 4249.7 | 2900.07 | 70.98 | 594000 | 0.04 | 16 | 13 | 42 | 186.8 | 186.8 | 1
DE.N.TH.02.Gen.ReEx.001.001 | 3600 | 189.2 | 199.5 | 0.95 | 16 | 16 | 1 | 13 | 13 | 1 | 0.3 | 226 | 10.9948 | 10.9955 | 1 | 121.7958 | 121.7958 | 1 | 1066931 | 1066931 | 1 | 17.8483 | 19.6044 | 11032.32 | 54.85 | 219.19 | 2184 | 1490.4 | 48.96 | 594000 | 0.04 | 16 | 13 | 199.5 | 96 | 96 | 1
DE.N.TH.02.Gen.ReEx.001.002 | 3600 | 76.4 | 94.8 | 0.81 | 16 | 16 | 1 | 10 | 10 | 1 | 0.1 | 119 | 10.9948 | 10.9955 | 1 | 121.7958 | 121.7958 | 1 | 1066931 | 1066931 | 1 | 19.209 | 19.6496 | 5450.88 | 32.15 | 47.84 | 2184 | 1490.4 | 48.96 | 594000 | 0.04 | 16 | 10 | 94.8 | 96 | 96 | 1
DE.N.TH.02.Gen.ReEx.001.003 | 3600 | 41.2 | 51.8 | 0.8 | 16 | 16 | 1 | 9 | 9 | 1 | 0.1 | 75 | 10.9948 | 10.9955 | 1 | 121.7958 | 121.7958 | 1 | 1066931 | 1066931 | 1 | 19.578 | 19.7196 | 3100.8 | 16.07 | 22.85 | 2184 | 1490.4 | 41.28 | 594000 | 0.04 | 16 | 9 | 51.8 | 96 | 96 | 1
DE.N.TH.03.Gen.ReEx.001.001 | 3600 | 149.6 | 155.8 | 0.96 | 16 | 16 | 1 | 16 | 16 | 1 | 0.3 | 185 | 10.9948 | 10.9955 | 1 | 121.7958 | 121.7958 | 1 | 1066931 | 1066931 | 1 | 18.3535 | 19.6168 | 10316.69 | 66.14 | 171.63 | 2566.2 | 1751.22 | 57.53 | 594000 | 0.04 | 16 | 16 | 155.8 | 112.8 | 112.8 | 1
DE.N.TH.03.Gen.ReEx.001.002 | 3600 | 56 | 68 | 0.82 | 16 | 16 | 1 | 13 | 13 | 1 | 0.1 | 94 | 10.9948 | 10.9955 | 1 | 121.7958 | 121.7958 | 1 | 1066931 | 1066931 | 1 | 19.4849 | 19.6939 | 4755.65 | 30.52 | 33.48 | 2566.2 | 1751.22 | 57.53 | 594000 | 0.04 | 16 | 13 | 68 | 112.8 | 112.8 | 1
DE.N.TH.03.Gen.ReEx.001.003 | 3600 | 35 | 43.6 | 0.8 | 16 | 16 | 1 | 11 | 11 | 1 | 0.1 | 68 | 10.9948 | 10.9955 | 1 | 121.7958 | 121.7958 | 1 | 1066931 | 1066931 | 1 | 19.7042 | 19.7641 | 3259.92 | 18.78 | 19.03 | 2566.2 | 1751.22 | 48.5 | 594000 | 0.04 | 16 | 11 | 43.6 | 112.8 | 112.8 | 1
DE.N.TH.04.Gen.ReEx.001.001 | 3600 | 184.3 | 193.4 | 0.95 | 16 | 16 | 1 | 24 | 24 | 1 | 0.7 | 229 | 10.9948 | 10.9955 | 1 | 121.7958 | 121.7958 | 1 | 1066931 | 1066931 | 1 | 18.0251 | 19.6165 | 17446.35 | 136.68 | 288.86 | 3403.4 | 2322.54 | 76.3 | 594000 | 0.04 | 16 | 24 | 193.4 | 149.6 | 149.6 | 1
DE.N.TH.04.Gen.ReEx.001.002 | 3600 | 70.2 | 81.1 | 0.87 | 16 | 16 | 1 | 19 | 19 | 1 | 0.3 | 113 | 10.9948 | 10.9955 | 1 | 121.7958 | 121.7958 | 1 | 1066931 | 1066931 | 1 | 19.353 | 19.6864 | 7985.65 | 63.27 | 62.23 | 3403.4 | 2322.54 | 76.3 | 594000 | 0.04 | 16 | 19 | 81.1 | 149.6 | 149.6 | 1
DE.N.TH.04.Gen.ReEx.001.003 | 3600 | 42.8 | 51.7 | 0.83 | 16 | 16 | 1 | 16 | 16 | 1 | 0.2 | 81 | 10.9948 | 10.9955 | 1 | 121.7958 | 121.7958 | 1 | 1066931 | 1066931 | 1 | 19.63 | 19.7544 | 5289.86 | 38.94 | 35.58 | 3403.4 | 2322.54 | 64.33 | 594000 | 0.04 | 16 | 16 | 51.7 | 149.6 | 149.6 | 1
DE.N.TH.05.Gen.ReEx.001.001 | 3600 | 102.8 | 106.9 | 0.96 | 16 | 16 | 1 | 9 | 9 | 1 | 0.2 | 130 | 10.9948 | 10.9955 | 1 | 121.7958 | 121.7958 | 1 | 1066931 | 1066931 | 1 | 18.8708 | 19.6242 | 7344.54 | 43.86 | 100.6 | 2670.85 | 1822.64 | 59.87 | 594000 | 0.04 | 16 | 9 | 106.9 | 117.4 | 117.4 | 1
DE.N.TH.05.Gen.ReEx.001.002 | 3600 | 47.9 | 59.4 | 0.81 | 16 | 16 | 1 | 7 | 7 | 1 | 0.1 | 81 | 10.9948 | 10.9955 | 1 | 121.7958 | 121.7958 | 1 | 1066931 | 1066931 | 1 | 19.5433 | 19.6864 | 4071.43 | 20.18 | 25.43 | 2670.85 | 1822.64 | 59.87 | 594000 | 0.04 | 16 | 7 | 59.4 | 117.4 | 117.4 | 1
DE.N.TH.05.Gen.ReEx.001.003 | 3600 | 31.3 | 38.9 | 0.8 | 16 | 16 | 1 | 6 | 6 | 1 | 0 | 60 | 10.9948 | 10.9955 | 1 | 121.7958 | 121.7958 | 1 | 1066931 | 1066931 | 1 | 19.7098 | 19.7478 | 2913.87 | 12.42 | 15.04 | 2670.85 | 1822.64 | 50.48 | 594000 | 0.04 | 16 | 6 | 38.9 | 117.4 | 117.4 | 1
DE.N.TH.06.Gen.ReEx.001.001 | 3600 | 130.1 | 137.6 | 0.95 | 16 | 16 | 1 | 15 | 15 | 1 | 0.4 | 166 | 10.9948 | 10.9955 | 1 | 121.7958 | 121.7958 | 1 | 1066931 | 1066931 | 1 | 18.6322 | 19.6226 | 8637.94 | 71.41 | 113.08 | 2418.32 | 1650.31 | 54.21 | 594000 | 0.04 | 16 | 15 | 137.6 | 106.3 | 106.3 | 1
DE.N.TH.06.Gen.ReEx.001.002 | 3600 | 60 | 72.4 | 0.83 | 16 | 16 | 1 | 12 | 12 | 1 | 0.2 | 98 | 10.9948 | 10.9955 | 1 | 121.7958 | 121.7958 | 1 | 1066931 | 1066931 | 1 | 19.4364 | 19.6809 | 4734.6 | 32.97 | 32.26 | 2418.32 | 1650.31 | 54.21 | 594000 | 0.04 | 16 | 12 | 72.4 | 106.3 | 106.3 | 1
DE.N.TH.06.Gen.ReEx.001.003 | 3600 | 38.2 | 47.2 | 0.81 | 16 | 16 | 1 | 10 | 10 | 1 | 0.1 | 72 | 10.9948 | 10.9955 | 1 | 121.7958 | 121.7958 | 1 | 1066931 | 1066931 | 1 | 19.6464 | 19.7393 | 3216.64 | 20.29 | 19.17 | 2418.32 | 1650.31 | 45.71 | 594000 | 0.04 | 16 | 10 | 47.2 | 106.3 | 106.3 | 1
DE.N.TH.07.Gen.ReEx.001.001 | 3600 | 127.4 | 137.6 | 0.93 | 16 | 16 | 1 | 15 | 15 | 1 | 0.3 | 166 | 10.9948 | 10.9955 | 1 | 121.7958 | 121.7958 | 1 | 1066931 | 1066931 | 1 | 18.6332 | 19.6235 | 8800.46 | 62.7 | 121.33 | 2463.82 | 1681.36 | 55.23 | 594000 | 0.04 | 16 | 15 | 137.6 | 108.3 | 108.3 | 1
DE.N.TH.07.Gen.ReEx.001.002 | 3600 | 75.4 | 86.8 | 0.87 | 16 | 16 | 1 | 12 | 12 | 1 | 0.1 | 113 | 10.9948 | 10.9955 | 1 | 121.7958 | 121.7958 | 1 | 1066931 | 1066931 | 1 | 19.2018 | 19.6565 | 5781.05 | 28.93 | 62.63 | 2463.82 | 1681.36 | 55.23 | 594000 | 0.04 | 16 | 12 | 86.8 | 108.3 | 108.3 | 1
DE.N.TH.07.Gen.ReEx.001.003 | 3600 | 41.6 | 51.8 | 0.8 | 16 | 16 | 1 | 10 | 10 | 1 | 0.1 | 76 | 10.9948 | 10.9955 | 1 | 121.7958 | 121.7958 | 1 | 1066931 | 1066931 | 1 | 19.5763 | 19.724 | 3534.91 | 17.8 | 27.87 | 2463.82 | 1681.36 | 46.57 | 594000 | 0.04 | 16 | 10 | 51.8 | 108.3 | 108.3 | 1
DE.N.TH.08.Gen.ReEx.001.001 | 3600 | 89.5 | 95.4 | 0.94 | 16 | 16 | 1 | 10 | 10 | 1 | 0.2 | 120 | 10.9948 | 10.9955 | 1 | 121.7958 | 121.7958 | 1 | 1066931 | 1066931 | 1 | 19.0786 | 19.6367 | 7245.13 | 58.5 | 72.5 | 2902.9 | 1980.99 | 65.08 | 594000 | 0.04 | 16 | 10 | 95.4 | 127.6 | 127.6 | 1
DE.N.TH.08.Gen.ReEx.001.002 | 3600 | 58.8 | 70.3 | 0.84 | 16 | 16 | 1 | 8 | 8 | 1 | 0.1 | 93 | 10.9948 | 10.9955 | 1 | 121.7958 | 121.7958 | 1 | 1066931 | 1066931 | 1 | 19.4017 | 19.6673 | 5249.46 | 26.98 | 43.81 | 2902.9 | 1980.99 | 65.08 | 594000 | 0.04 | 16 | 8 | 70.3 | 127.6 | 127.6 | 1
DE.N.TH.08.Gen.ReEx.001.003 | 3600 | 34.4 | 43.2 | 0.8 | 16 | 16 | 1 | 7 | 7 | 1 | 0 | 65 | 10.9948 | 10.9955 | 1 | 121.7958 | 121.7958 | 1 | 1066931 | 1066931 | 1 | 19.668 | 19.7371 | 3427.34 | 16.6 | 20.2 | 2902.9 | 1980.99 | 54.87 | 594000 | 0.04 | 16 | 7 | 43.2 | 127.6 | 127.6 | 1
DE.N.TH.08.Gen.ReEx.002.003 | 3600 | 35.7 | 37.2 | 0.96 | 16 | 16 | 1 | 15 | 15 | 1 | 0.1 | 66 | 10.9948 | 10.9955 | 1 | 121.7958 | 121.7958 | 1 | 1066931 | 1066931 | 1 | 19.6882 | 19.7851 | 4725.86 | 33.9 | 39.94 | 3903.9 | 2664.09 | 65.21 | 594000 | 0.04 | 16 | 15 | 37.2 | 171.6 | 171.6 | 1
DE.N.TH.09.Gen.ReEx.001.001 | 3600 | 69.5 | 69.7 | 1 | 16 | 16 | 1 | 12 | 12 | 1 | 0.1 | 95 | 10.9948 | 10.9955 | 1 | 121.7958 | 121.7958 | 1 | 1066931 | 1066931 | 1 | 19.2871 | 19.6646 | 6374.59 | 40.84 | 71.54 | 3385.2 | 2310.12 | 75.89 | 594000 | 0.04 | 16 | 12 | 69.7 | 148.8 | 148.8 | 1
DE.N.TH.09.Gen.ReEx.001.002 | 3600 | 54.9 | 57.3 | 0.96 | 16 | 16 | 1 | 12 | 12 | 1 | 0.1 | 83 | 10.9948 | 10.9955 | 1 | 121.7958 | 121.7958 | 1 | 1066931 | 1066931 | 1 | 19.4764 | 19.6919 | 5312.16 | 32.37 | 48.4 | 3385.2 | 2310.12 | 75.89 | 594000 | 0.04 | 16 | 12 | 57.3 | 148.8 | 148.8 | 1
DE.N.TH.09.Gen.ReEx.001.003 | 3600 | 32.3 | 40.3 | 0.8 | 16 | 16 | 1 | 10 | 10 | 1 | 0.1 | 64 | 10.9948 | 10.9955 | 1 | 121.7958 | 121.7958 | 1 | 1066931 | 1066931 | 1 | 19.7351 | 19.7731 | 3996.77 | 19.92 | 22.86 | 3385.2 | 2310.12 | 63.98 | 594000 | 0.04 | 16 | 10 | 40.3 | 148.8 | 148.8 | 1
DE.N.TH.10.Gen.ReEx.001.001 | 3600 | 63.1 | 62 | 1.02 | 16 | 16 | 1 | 17 | 17 | 1 | 0.2 | 92 | 10.9948 | 10.9955 | 1 | 121.7958 | 121.7958 | 1 | 1066931 | 1066931 | 1 | 19.3357 | 19.6919 | 6352.46 | 51.19 | 71.65 | 3455.72 | 2358.25 | 65.32 | 594000 | 0.04 | 16 | 17 | 62 | 151.9 | 151.9 | 1
DE.N.TH.10.Gen.ReEx.001.002 | 3600 | 59.7 | 59.2 | 1.01 | 16 | 16 | 1 | 17 | 17 | 1 | 0.2 | 89 | 10.9948 | 10.9955 | 1 | 121.7958 | 121.7958 | 1 | 1066931 | 1066931 | 1 | 19.3835 | 19.6999 | 6094.23 | 49.79 | 65.3 | 3455.72 | 2358.25 | 65.32 | 594000 | 0.04 | 16 | 17 | 59.2 | 151.9 | 151.9 | 1
DE.N.TH.10.Gen.ReEx.001.003 | 3600 | 41.6 | 50.7 | 0.82 | 16 | 16 | 1 | 14 | 14 | 1 | 0.1 | 78 | 10.9948 | 10.9955 | 1 | 121.7958 | 121.7958 | 1 | 1066931 | 1066931 | 1 | 19.6168 | 19.7484 | 5164.6 | 30.64 | 39.4 | 3455.72 | 2358.25 | 65.32 | 594000 | 0.04 | 16 | 14 | 50.7 | 151.9 | 151.9 | 1
DE.N.TH.11.Gen.ReEx.001.001 | 3600 | 61.9 | 69.8 | 0.89 | 16 | 16 | 1 | 8 | 8 | 1 | 0.1 | 92 | 10.9948 | 10.9955 | 1 | 121.7958 | 121.7958 | 1 | 1066931 | 1066931 | 1 | 19.3578 | 19.662 | 7988.64 | 41.39 | 76.04 | 4454.45 | 3039.8 | 99.86 | 594000 | 0.04 | 16 | 8 | 69.8 | 195.8 | 195.8 | 1
DE.N.TH.11.Gen.ReEx.001.002 | 3600 | 48.3 | 57.2 | 0.84 | 16 | 16 | 1 | 8 | 8 | 1 | 0.1 | 80 | 10.9948 | 10.9955 | 1 | 121.7958 | 121.7958 | 1 | 1066931 | 1066931 | 1 | 19.4739 | 19.6891 | 6790.34 | 41.39 | 55.76 | 4454.45 | 3039.8 | 84.19 | 594000 | 0.04 | 16 | 8 | 57.2 | 195.8 | 195.8 | 1
DE.N.TH.11.Gen.ReEx.001.003 | 3600 | 30.9 | 36.8 | 0.84 | 16 | 16 | 1 | 7 | 7 | 1 | 0 | 58 | 10.9948 | 10.9955 | 1 | 121.7958 | 121.7958 | 1 | 1066931 | 1066931 | 1 | 19.6899 | 19.7588 | 4660.04 | 22.61 | 32.56 | 4454.45 | 3039.8 | 74.4 | 594000 | 0.04 | 16 | 7 | 36.8 | 195.8 | 195.8 | 1
DE.N.TH.11.Gen.ReEx.001.011 | 3600 | 73.5 | 79 | 0.93 | 16 | 16 | 1 | 8 | 8 | 1 | 0.1 | 101 | 10.9948 | 10.9955 | 1 | 121.7958 | 121.7958 | 1 | 1066931 | 1066931 | 1 | 19.1975 | 19.6463 | 9120.36 | 41.39 | 109.74 | 4454.45 | 3039.8 | 99.86 | 594000 | 0.04 | 16 | 8 | 79 | 195.8 | 195.8 | 1
DE.N.TH.11.Gen.ReEx.001.012 | 3600 | 48.3 | 57.2 | 0.84 | 16 | 16 | 1 | 8 | 8 | 1 | 0.1 | 80 | 10.9948 | 10.9955 | 1 | 121.7958 | 121.7958 | 1 | 1066931 | 1066931 | 1 | 19.4739 | 19.6891 | 6790.34 | 41.39 | 55.76 | 4454.45 | 3039.8 | 84.19 | 594000 | 0.04 | 16 | 8 | 57.2 | 195.8 | 195.8 | 1
DE.N.TH.11.Gen.ReEx.001.013 | 3600 | 30.9 | 36.8 | 0.84 | 16 | 16 | 1 | 7 | 7 | 1 | 0 | 58 | 10.9948 | 10.9955 | 1 | 121.7958 | 121.7958 | 1 | 1066931 | 1066931 | 1 | 19.6899 | 19.7588 | 4660.04 | 22.61 | 32.56 | 4454.45 | 3039.8 | 74.4 | 594000 | 0.04 | 16 | 7 | 36.8 | 195.8 | 195.8 | 1
DE.N.TH.11.Gen.ReEx.001.021 | 3600 | 57.1 | 65.9 | 0.87 | 16 | 16 | 1 | 8 | 8 | 1 | 0.1 | 88 | 10.9948 | 10.9955 | 1 | 121.7958 | 121.7958 | 1 | 1066931 | 1066931 | 1 | 19.4253 | 19.6703 | 7522.64 | 41.39 | 62.59 | 4454.45 | 3039.8 | 99.86 | 594000 | 0.04 | 16 | 8 | 65.9 | 195.8 | 195.8 | 1
DE.N.TH.11.Gen.ReEx.001.022 | 3600 | 47.1 | 56.1 | 0.84 | 16 | 16 | 1 | 8 | 8 | 1 | 0.1 | 78 | 10.9948 | 10.9955 | 1 | 121.7958 | 121.7958 | 1 | 1066931 | 1066931 | 1 | 19.4933 | 19.6927 | 6657.2 | 41.39 | 52.22 | 4454.45 | 3039.8 | 84.19 | 594000 | 0.04 | 16 | 8 | 56.1 | 195.8 | 195.8 | 1
DE.N.TH.11.Gen.ReEx.001.023 | 3600 | 30.9 | 36.8 | 0.84 | 16 | 16 | 1 | 7 | 7 | 1 | 0 | 58 | 10.9948 | 10.9955 | 1 | 121.7958 | 121.7958 | 1 | 1066931 | 1066931 | 1 | 19.6899 | 19.7588 | 4660.04 | 22.61 | 32.56 | 4454.45 | 3039.8 | 74.4 | 594000 | 0.04 | 16 | 7 | 36.8 | 195.8 | 195.8 | 1
DE.N.TH.12.Gen.ReEx.001.001 | 3600 | 48.3 | 58.8 | 0.82 | 16 | 16 | 1 | 7 | 7 | 1 | 0.1 | 80 | 10.9948 | 10.9955 | 1 | 121.7958 | 121.7958 | 1 | 1066931 | 1066931 | 1 | 19.5375 | 19.6852 | 6657.2 | 34.42 | 42.94 | 4454.45 | 3039.8 | 99.86 | 594000 | 0.04 | 16 | 7 | 58.8 | 195.8 | 195.8 | 1
DE.N.TH.12.Gen.ReEx.001.002 | 3600 | 41.7 | 51.7 | 0.81 | 16 | 16 | 1 | 7 | 7 | 1 | 0.1 | 73 | 10.9948 | 10.9955 | 1 | 121.7958 | 121.7958 | 1 | 1066931 | 1066931 | 1 | 19.5606 | 19.7053 | 6124.62 | 34.42 | 42.16 | 4454.45 | 3039.8 | 84.19 | 594000 | 0.04 | 16 | 7 | 51.7 | 195.8 | 195.8 | 1
DE.N.TH.12.Gen.ReEx.001.003 | 3600 | 30.9 | 36.8 | 0.84 | 16 | 16 | 1 | 7 | 7 | 1 | 0 | 58 | 10.9948 | 10.9955 | 1 | 121.7958 | 121.7958 | 1 | 1066931 | 1066931 | 1 | 19.6899 | 19.7588 | 4660.04 | 22.61 | 32.56 | 4454.45 | 3039.8 | 74.4 | 594000 | 0.04 | 16 | 7 | 36.8 | 195.8 | 195.8 | 1
DE.N.TH.12.Gen.ReEx.001.011 | 3600 | 62.1 | 70 | 0.89 | 16 | 16 | 1 | 8 | 8 | 1 | 0.1 | 92 | 10.9948 | 10.9955 | 1 | 121.7958 | 121.7958 | 1 | 1066931 | 1066931 | 1 | 19.3546 | 19.6617 | 7988.64 | 41.39 | 76.69 | 4454.45 | 3039.8 | 99.86 | 594000 | 0.04 | 16 | 8 | 70 | 195.8 | 195.8 | 1
DE.N.TH.12.Gen.ReEx.001.012 | 3600 | 41.7 | 51.7 | 0.81 | 16 | 16 | 1 | 7 | 7 | 1 | 0.1 | 73 | 10.9948 | 10.9955 | 1 | 121.7958 | 121.7958 | 1 | 1066931 | 1066931 | 1 | 19.5606 | 19.7053 | 6124.62 | 34.42 | 42.16 | 4454.45 | 3039.8 | 84.19 | 594000 | 0.04 | 16 | 7 | 51.7 | 195.8 | 195.8 | 1
DE.N.TH.12.Gen.ReEx.001.013 | 3600 | 30.9 | 36.8 | 0.84 | 16 | 16 | 1 | 7 | 7 | 1 | 0 | 58 | 10.9948 | 10.9955 | 1 | 121.7958 | 121.7958 | 1 | 1066931 | 1066931 | 1 | 19.6899 | 19.7588 | 4660.04 | 22.61 | 32.56 | 4454.45 | 3039.8 | 74.4 | 594000 | 0.04 | 16 | 7 | 36.8 | 195.8 | 195.8 | 1
DE.N.TH.12.Gen.ReEx.001.021 | 3600 | 62.8 | 71.1 | 0.88 | 16 | 16 | 1 | 7 | 7 | 1 | 0.1 | 92 | 10.9948 | 10.9955 | 1 | 121.7958 | 121.7958 | 1 | 1066931 | 1066931 | 1 | 19.3284 | 19.6568 | 7988.64 | 34.42 | 83.62 | 4454.45 | 3039.8 | 99.86 | 594000 | 0.04 | 16 | 7 | 71.1 | 195.8 | 195.8 | 1
DE.N.TH.12.Gen.ReEx.001.022 | 3600 | 41.7 | 51.7 | 0.81 | 16 | 16 | 1 | 7 | 7 | 1 | 0.1 | 73 | 10.9948 | 10.9955 | 1 | 121.7958 | 121.7958 | 1 | 1066931 | 1066931 | 1 | 19.5606 | 19.7053 | 6124.62 | 34.42 | 42.16 | 4454.45 | 3039.8 | 84.19 | 594000 | 0.04 | 16 | 7 | 51.7 | 195.8 | 195.8 | 1
DE.N.TH.12.Gen.ReEx.001.023 | 3600 | 30.9 | 36.8 | 0.84 | 16 | 16 | 1 | 7 | 7 | 1 | 0 | 58 | 10.9948 | 10.9955 | 1 | 121.7958 | 121.7958 | 1 | 1066931 | 1066931 | 1 | 19.6899 | 19.7588 | 4660.04 | 22.61 | 32.56 | 4454.45 | 3039.8 | 74.4 | 594000 | 0.04 | 16 | 7 | 36.8 | 195.8 | 195.8 | 1
DE.East.AB.06.Gen.ReEx.001.001 | 3600 | 96.6 | 106.1 | 0.91 | 16 | 16 | 1 | 12 | 12 | 1 | 0.2 | 132 | 10.9948 | 10.9955 | 1 | 121.7958 | 121.7958 | 1 | 1066931 | 1066931 | 1 | 18.9672 | 19.6355 | 185952.8 | 1252.7 | 2370.64 | 70695.62 | 48243.94 | 1584.83 | 594000 | 0.04 | 16 | 12 | 106.1 | 3107.5 | 3107.5 | 1
DE.East.AB.06.Gen.ReEx.001.002 | 3600 | 44.8 | 55.2 | 0.81 | 16 | 16 | 1 | 10 | 10 | 1 | 0.1 | 79 | 10.9948 | 10.9955 | 1 | 121.7958 | 121.7958 | 1 | 1066931 | 1066931 | 1 | 19.6179 | 19.7133 | 104598.45 | 601.9 | 566.6 | 70695.62 | 48243.94 | 1584.83 | 594000 | 0.04 | 16 | 10 | 55.2 | 3107.5 | 3107.5 | 1
DE.East.AB.06.Gen.ReEx.001.003 | 3600 | 29.3 | 34.7 | 0.84 | 16 | 16 | 1 | 8 | 8 | 1 | 0 | 57 | 10.9948 | 10.9955 | 1 | 121.7958 | 121.7958 | 1 | 1066931 | 1066931 | 1 | 19.7733 | 19.778 | 75015.05 | 370.4 | 326.23 | 70695.62 | 48243.94 | 1336.22 | 594000 | 0.04 | 16 | 8 | 34.7 | 3107.5 | 3107.5 | 1
DE.East.AB.06.HR.ReEx.001.001 | 3600 | 96.3 | 105.3 | 0.91 | 16 | 16 | 1 | 10 | 10 | 1 | 0.2 | 129 | 10.9948 | 10.9955 | 1 | 121.7958 | 121.7958 | 1 | 1066931 | 1066931 | 1 | 18.9628 | 19.6309 | 308517.09 | 2049.2 | 3951.25 | 120019.9 | 81903.69 | 2690.56 | 594000 | 0.04 | 16 | 10 | 105.3 | 5275.6 | 5275.6 | 1
DE.East.AB.06.HR.ReEx.001.002 | 3600 | 44.8 | 54.5 | 0.82 | 16 | 16 | 1 | 8 | 8 | 1 | 0.1 | 77 | 10.9948 | 10.9955 | 1 | 121.7958 | 121.7958 | 1 | 1066931 | 1066931 | 1 | 19.6032 | 19.7016 | 172195.58 | 985.4 | 888.88 | 120019.9 | 81903.69 | 2690.56 | 594000 | 0.04 | 16 | 8 | 54.5 | 5275.6 | 5275.6 | 1
DE.East.AB.06.HR.ReEx.001.003 | 3600 | 29 | 34.6 | 0.84 | 16 | 16 | 1 | 7 | 7 | 1 | 0 | 56 | 10.9948 | 10.9955 | 1 | 121.7958 | 121.7958 | 1 | 1066931 | 1066931 | 1 | 19.7685 | 19.7719 | 123765.58 | 606.4 | 505.07 | 120019.9 | 81903.69 | 2268.51 | 594000 | 0.04 | 16 | 7 | 34.6 | 5275.6 | 5275.6 | 1
DE.East.AB.07.Gen.ReEx.001.001 | 3600 | 86.5 | 96 | 0.9 | 16 | 16 | 1 | 10 | 10 | 1 | 0.1 | 120 | 10.9948 | 10.9955 | 1 | 121.7958 | 121.7958 | 1 | 1066931 | 1066931 | 1 | 19.0741 | 19.6389 | 166934.9 | 1052.9 | 2015.47 | 70695.62 | 48243.94 | 1584.83 | 594000 | 0.04 | 16 | 10 | 96 | 3107.5 | 3107.5 | 1
DE.East.AB.07.Gen.ReEx.001.002 | 3600 | 43.7 | 54.3 | 0.8 | 16 | 16 | 1 | 8 | 8 | 1 | 0.1 | 77 | 10.9948 | 10.9955 | 1 | 121.7958 | 121.7958 | 1 | 1066931 | 1066931 | 1 | 19.611 | 19.7053 | 100372.25 | 505.7 | 553.64 | 70695.62 | 48243.94 | 1584.83 | 594000 | 0.04 | 16 | 8 | 54.3 | 3107.5 | 3107.5 | 1
DE.East.AB.07.Gen.ReEx.001.003 | 3600 | 29.3 | 34.6 | 0.85 | 16 | 16 | 1 | 6 | 6 | 1 | 0 | 56 | 10.9948 | 10.9955 | 1 | 121.7958 | 121.7958 | 1 | 1066931 | 1066931 | 1 | 19.7484 | 19.7619 | 72901.95 | 311.2 | 325.89 | 70695.62 | 48243.94 | 1336.22 | 594000 | 0.04 | 16 | 6 | 34.6 | 3107.5 | 3107.5 | 1
DE.East.AB.07.HR.ReEx.001.001 | 3600 | 91.9 | 100.3 | 0.92 | 16 | 16 | 1 | 14 | 14 | 1 | 0.3 | 128 | 10.9948 | 10.9955 | 1 | 121.7958 | 121.7958 | 1 | 1066931 | 1066931 | 1 | 19.0884 | 19.6447 | 459507.62 | 4421.18 | 4431.5 | 181931.75 | 124153.43 | 4078.47 | 594000 | 0.04 | 16 | 14 | 100.3 | 7997 | 7997 | 1
DE.East.AB.07.HR.ReEx.001.002 | 3600 | 44.6 | 53.5 | 0.83 | 16 | 16 | 1 | 11 | 11 | 1 | 0.1 | 78 | 10.9948 | 10.9955 | 1 | 121.7958 | 121.7958 | 1 | 1066931 | 1066931 | 1 | 19.6452 | 19.72 | 266460.04 | 1914.98 | 1144.07 | 181931.75 | 124153.43 | 4078.47 | 594000 | 0.04 | 16 | 11 | 53.5 | 7997 | 7997 | 1
DE.East.AB.07.HR.ReEx.001.003 | 3600 | 29 | 33.7 | 0.86 | 16 | 16 | 1 | 9 | 9 | 1 | 0.1 | 57 | 10.9948 | 10.9955 | 1 | 121.7958 | 121.7958 | 1 | 1066931 | 1066931 | 1 | 19.7967 | 19.7867 | 190328.6 | 1178.45 | 663.94 | 181931.75 | 124153.43 | 3438.71 | 594000 | 0.04 | 16 | 9 | 33.7 | 7997 | 7997 | 1
DE.East.AB.08.Gen.ReEx.001.001 | 3600 | 76 | 85.6 | 0.89 | 16 | 16 | 1 | 10 | 10 | 1 | 0.2 | 109 | 10.9948 | 10.9955 | 1 | 121.7958 | 121.7958 | 1 | 1066931 | 1066931 | 1 | 19.2296 | 19.6501 | 151086.65 | 1169 | 1396.89 | 70695.62 | 48243.94 | 1584.83 | 594000 | 0.04 | 16 | 10 | 85.6 | 3107.5 | 3107.5 | 1
DE.East.AB.08.Gen.ReEx.001.002 | 3600 | 42.5 | 53 | 0.8 | 16 | 16 | 1 | 8 | 8 | 1 | 0.1 | 75 | 10.9948 | 10.9955 | 1 | 121.7958 | 121.7958 | 1 | 1066931 | 1066931 | 1 | 19.6319 | 19.71 | 99315.7 | 505.7 | 498.17 | 70695.62 | 48243.94 | 1584.83 | 594000 | 0.04 | 16 | 8 | 53 | 3107.5 | 3107.5 | 1
DE.East.AB.08.Gen.ReEx.001.003 | 3600 | 28.8 | 34.1 | 0.84 | 16 | 16 | 1 | 6 | 6 | 1 | 0 | 55 | 10.9948 | 10.9955 | 1 | 121.7958 | 121.7958 | 1 | 1066931 | 1066931 | 1 | 19.7578 | 19.7651 | 71845.4 | 311.2 | 305.14 | 70695.62 | 48243.94 | 1336.22 | 594000 | 0.04 | 16 | 6 | 34.1 | 3107.5 | 3107.5 | 1
DE.East.MFH.04.Gen.ReEx.001.001 | 3600 | 134.7 | 148.7 | 0.91 | 16 | 16 | 1 | 12 | 12 | 1 | 0.2 | 174 | 10.9948 | 10.9955 | 1 | 121.7958 | 121.7958 | 1 | 1066931 | 1066931 | 1 | 18.5101 | 19.6158 | 155382.41 | 965.7 | 2498.55 | 43868.82 | 29936.86 | 983.43 | 594000 | 0.04 | 16 | 12 | 148.7 | 1928.3 | 1928.3 | 1
DE.East.MFH.04.Gen.ReEx.001.002 | 3600 | 52.5 | 64.4 | 0.82 | 16 | 16 | 1 | 9 | 9 | 1 | 0.1 | 88 | 10.9948 | 10.9955 | 1 | 121.7958 | 121.7958 | 1 | 1066931 | 1066931 | 1 | 19.5001 | 19.6844 | 73429.66 | 418.47 | 496.99 | 43868.82 | 29936.86 | 983.43 | 594000 | 0.04 | 16 | 9 | 64.4 | 1928.3 | 1928.3 | 1
DE.East.MFH.04.Gen.ReEx.001.003 | 3600 | 33 | 40 | 0.82 | 16 | 16 | 1 | 8 | 8 | 1 | 0.1 | 62 | 10.9948 | 10.9955 | 1 | 121.7958 | 121.7958 | 1 | 1066931 | 1066931 | 1 | 19.7052 | 19.7536 | 50482.89 | 257.52 | 277.74 | 43868.82 | 29936.86 | 829.17 | 594000 | 0.04 | 16 | 8 | 40 | 1928.3 | 1928.3 | 1
DE.East.MFH.05.Gen.ReEx.001.001 | 3600 | 115.2 | 127.9 | 0.9 | 16 | 16 | 1 | 14 | 14 | 1 | 0.3 | 155 | 10.9948 | 10.9955 | 1 | 121.7958 | 121.7958 | 1 | 1066931 | 1066931 | 1 | 18.7767 | 19.6277 | 194867.84 | 1482.9 | 2582.48 | 62387.32 | 42574.21 | 1398.57 | 594000 | 0.04 | 16 | 14 | 127.9 | 2742.3 | 2742.3 | 1
DE.East.MFH.05.Gen.ReEx.001.002 | 3600 | 51.9 | 64 | 0.81 | 16 | 16 | 1 | 11 | 11 | 1 | 0.1 | 89 | 10.9948 | 10.9955 | 1 | 121.7958 | 121.7958 | 1 | 1066931 | 1066931 | 1 | 19.5343 | 19.6955 | 105359.17 | 713.7 | 623.13 | 62387.32 | 42574.21 | 1398.57 | 594000 | 0.04 | 16 | 11 | 64 | 2742.3 | 2742.3 | 1
DE.East.MFH.05.Gen.ReEx.001.003 | 3600 | 33.3 | 40 | 0.83 | 16 | 16 | 1 | 9 | 9 | 1 | 0.1 | 63 | 10.9948 | 10.9955 | 1 | 121.7958 | 121.7958 | 1 | 1066931 | 1066931 | 1 | 19.7172 | 19.7593 | 73658.18 | 439.2 | 362.09 | 62387.32 | 42574.21 | 1179.19 | 594000 | 0.04 | 16 | 9 | 40 | 2742.3 | 2742.3 | 1
DE.DistrictMZLerch.F.DHH.SD.ReEx.001.001 | 3600 | 160.1 | 138.8 | 1.15 | 15 | 15 | 1 | 14 | 14 | 1 | 0.3 | 165 | 10.9948 | 10.9955 | 1 | 121.7958 | 121.7958 | 1 | 1066931 | 1066931 | 1 | 18.2233 | 19.6101 | 12507.85 | 80.77 | 232.38 | 3146.32 | 2147.11 | 70.53 | 594000 | 0.04 | 15 | 14 | 138.8 | 138.3 | 138.3 | 1
DE.DistrictMZLerch.F.DHH.SD.ReEx.001.002 | 3600 | 73.1 | 73.6 | 0.99 | 15 | 15 | 1 | 11 | 11 | 1 | 0.1 | 98 | 10.9948 | 10.9955 | 1 | 121.7958 | 121.7958 | 1 | 1066931 | 1066931 | 1 | 19.2341 | 19.6532 | 7053.3 | 37.2 | 71.6 | 3146.32 | 2147.11 | 70.53 | 594000 | 0.04 | 15 | 11 | 73.6 | 138.3 | 138.3 | 1
DE.DistrictMZLerch.F.DHH.SD.ReEx.001.003 | 3600 | 50.1 | 51.2 | 0.98 | 15 | 15 | 1 | 9 | 9 | 1 | 0.1 | 74 | 10.9948 | 10.9955 | 1 | 121.7958 | 121.7958 | 1 | 1066931 | 1066931 | 1 | 19.4454 | 19.684 | 4984.33 | 27.19 | 45.08 | 3146.32 | 2147.11 | 59.47 | 594000 | 0.04 | 15 | 9 | 51.2 | 138.3 | 138.3 | 1
DE.DistrictMZLerch.F.DHH.SD.ReEx.001.004 | 3600 | 39.7 | 38.4 | 1.03 | 15 | 15 | 1 | 9 | 9 | 1 | 0.1 | 61 | 10.9948 | 10.9955 | 1 | 121.7958 | 121.7958 | 1 | 1066931 | 1066931 | 1 | 19.5608 | 19.7189 | 3949.85 | 22.89 | 34.87 | 3146.32 | 2147.11 | 52.55 | 594000 | 0.04 | 15 | 9 | 38.4 | 138.3 | 138.3 | 1
DE.DistrictMZLerch.F.DHH.SD.ReEx.001.005 | 3600 | 63.3 | 60.6 | 1.04 | 15 | 15 | 1 | 11 | 11 | 1 | 0.1 | 85 | 10.9948 | 10.9955 | 1 | 121.7958 | 121.7958 | 1 | 1066931 | 1066931 | 1 | 19.2932 | 19.6659 | 5971.79 | 38.81 | 62.86 | 3146.32 | 2147.11 | 59.47 | 594000 | 0.04 | 15 | 11 | 60.6 | 138.3 | 138.3 | 1
DE.DistrictMZLerch.F.EFH.FD.ReEx.001.001 | 3600 | 188.7 | 166.1 | 1.14 | 15 | 15 | 1 | 11 | 11 | 1 | 0.2 | 190 | 10.9948 | 10.9955 | 1 | 121.7958 | 121.7958 | 1 | 1066931 | 1066931 | 1 | 17.8282 | 19.6014 | 12762.82 | 57.43 | 282.62 | 2745.92 | 1873.87 | 61.56 | 594000 | 0.04 | 15 | 11 | 166.1 | 120.7 | 120.7 | 1
DE.DistrictMZLerch.F.EFH.FD.ReEx.001.002 | 3600 | 78.5 | 86.6 | 0.91 | 15 | 15 | 1 | 9 | 9 | 1 | 0.1 | 109 | 10.9948 | 10.9955 | 1 | 121.7958 | 121.7958 | 1 | 1066931 | 1066931 | 1 | 19.1376 | 19.6406 | 6894.38 | 26.39 | 75.8 | 2745.92 | 1873.87 | 61.56 | 594000 | 0.04 | 15 | 9 | 86.6 | 120.7 | 120.7 | 1
DE.DistrictMZLerch.F.EFH.FD.ReEx.001.003 | 3600 | 60.3 | 62.9 | 0.96 | 15 | 15 | 1 | 7 | 7 | 1 | 0.1 | 84 | 10.9948 | 10.9955 | 1 | 121.7958 | 121.7958 | 1 | 1066931 | 1066931 | 1 | 19.2757 | 19.6551 | 5088.71 | 19.29 | 59.29 | 2745.92 | 1873.87 | 51.9 | 594000 | 0.04 | 15 | 7 | 62.9 | 120.7 | 120.7 | 1
DE.DistrictMZLerch.F.EFH.FD.ReEx.001.004 | 3600 | 48.4 | 47.7 | 1.01 | 15 | 15 | 1 | 7 | 7 | 1 | 0 | 69 | 10.9948 | 10.9955 | 1 | 121.7958 | 121.7958 | 1 | 1066931 | 1066931 | 1 | 19.3973 | 19.6777 | 3980.69 | 16.24 | 47 | 2745.92 | 1873.87 | 45.87 | 594000 | 0.04 | 15 | 7 | 47.7 | 120.7 | 120.7 | 1
DE.DistrictMZLerch.F.EFH.FD.ReEx.001.005 | 3600 | 77.9 | 75.8 | 1.03 | 15 | 15 | 1 | 9 | 9 | 1 | 0.1 | 98 | 10.9948 | 10.9955 | 1 | 121.7958 | 121.7958 | 1 | 1066931 | 1066931 | 1 | 19.0684 | 19.6402 | 6237.78 | 27.87 | 85.13 | 2745.92 | 1873.87 | 51.9 | 594000 | 0.04 | 15 | 9 | 75.8 | 120.7 | 120.7 | 1
DE.DistrictMZLerch.F.EFH.SD.ReEx.001.001 | 3600 | 151.9 | 132.1 | 1.15 | 15 | 15 | 1 | 10 | 10 | 1 | 0.2 | 155 | 10.9948 | 10.9955 | 1 | 121.7958 | 121.7958 | 1 | 1066931 | 1066931 | 1 | 18.2628 | 19.6067 | 19081.62 | 91.31 | 379.79 | 5148.32 | 3513.31 | 115.41 | 594000 | 0.04 | 15 | 10 | 132.1 | 226.3 | 226.3 | 1
DE.DistrictMZLerch.F.EFH.SD.ReEx.001.002 | 3600 | 72.8 | 75 | 0.97 | 15 | 15 | 1 | 8 | 8 | 1 | 0.1 | 96 | 10.9948 | 10.9955 | 1 | 121.7958 | 121.7958 | 1 | 1066931 | 1066931 | 1 | 19.1993 | 19.6436 | 11310.47 | 42.18 | 127.8 | 5148.32 | 3513.31 | 115.41 | 594000 | 0.04 | 15 | 8 | 75 | 226.3 | 226.3 | 1
DE.DistrictMZLerch.F.EFH.SD.ReEx.001.003 | 3600 | 48.2 | 50.5 | 0.95 | 15 | 15 | 1 | 6 | 6 | 1 | 0 | 71 | 10.9948 | 10.9955 | 1 | 121.7958 | 121.7958 | 1 | 1066931 | 1066931 | 1 | 19.4371 | 19.6738 | 7694.2 | 30.82 | 74.09 | 5148.32 | 3513.31 | 97.31 | 594000 | 0.04 | 15 | 6 | 50.5 | 226.3 | 226.3 | 1
DE.DistrictMZLerch.F.EFH.SD.ReEx.001.004 | 3600 | 38.5 | 38 | 1.01 | 15 | 15 | 1 | 6 | 6 | 1 | 0 | 58 | 10.9948 | 10.9955 | 1 | 121.7958 | 121.7958 | 1 | 1066931 | 1066931 | 1 | 19.541 | 19.7039 | 6078.42 | 25.96 | 57.88 | 5148.32 | 3513.31 | 85.99 | 594000 | 0.04 | 15 | 6 | 38 | 226.3 | 226.3 | 1
DE.DistrictMZLerch.F.EFH.SD.ReEx.001.005 | 3600 | 59.5 | 59.2 | 1.01 | 15 | 15 | 1 | 8 | 8 | 1 | 0.1 | 81 | 10.9948 | 10.9955 | 1 | 121.7958 | 121.7958 | 1 | 1066931 | 1066931 | 1 | 19.3034 | 19.6606 | 9079.16 | 43.32 | 103.35 | 5148.32 | 3513.31 | 97.31 | 594000 | 0.04 | 15 | 8 | 59.2 | 226.3 | 226.3 | 1
DE.DistrictMZLerch.F.RH1.FD.E.ReEx.001.001 | 3600 | 175.5 | 153.5 | 1.14 | 15 | 15 | 1 | 10 | 10 | 1 | 0.2 | 177 | 10.9948 | 10.9955 | 1 | 121.7958 | 121.7958 | 1 | 1066931 | 1066931 | 1 | 17.9975 | 19.6024 | 11543.71 | 57.94 | 240.94 | 2691.32 | 1836.61 | 60.33 | 594000 | 0.04 | 15 | 10 | 153.5 | 118.3 | 118.3 | 1
DE.DistrictMZLerch.F.RH1.FD.E.ReEx.001.002 | 3600 | 75.7 | 82.3 | 0.92 | 15 | 15 | 1 | 8 | 8 | 1 | 0.1 | 104 | 10.9948 | 10.9955 | 1 | 121.7958 | 121.7958 | 1 | 1066931 | 1066931 | 1 | 19.1749 | 19.6405 | 6475.74 | 26.61 | 67.11 | 2691.32 | 1836.61 | 60.33 | 594000 | 0.04 | 15 | 8 | 82.3 | 118.3 | 118.3 | 1
DE.DistrictMZLerch.F.RH1.FD.E.ReEx.001.003 | 3600 | 57.1 | 60.2 | 0.95 | 15 | 15 | 1 | 7 | 7 | 1 | 0.1 | 81 | 10.9948 | 10.9955 | 1 | 121.7958 | 121.7958 | 1 | 1066931 | 1066931 | 1 | 19.3233 | 19.6605 | 4746.2 | 19.45 | 51.86 | 2691.32 | 1836.61 | 50.87 | 594000 | 0.04 | 15 | 7 | 60.2 | 118.3 | 118.3 | 1
DE.DistrictMZLerch.F.RH1.FD.E.ReEx.001.004 | 3600 | 46 | 45.8 | 1 | 15 | 15 | 1 | 7 | 7 | 1 | 0 | 66 | 10.9948 | 10.9955 | 1 | 121.7958 | 121.7958 | 1 | 1066931 | 1066931 | 1 | 19.4358 | 19.6842 | 3740.65 | 16.38 | 41.41 | 2691.32 | 1836.61 | 44.95 | 594000 | 0.04 | 15 | 7 | 45.8 | 118.3 | 118.3 | 1
DE.DistrictMZLerch.F.RH1.FD.E.ReEx.001.005 | 3600 | 74.3 | 71.5 | 1.04 | 15 | 15 | 1 | 8 | 8 | 1 | 0.1 | 93 | 10.9948 | 10.9955 | 1 | 121.7958 | 121.7958 | 1 | 1066931 | 1066931 | 1 | 19.1167 | 19.6409 | 5791.97 | 28.18 | 74.61 | 2691.32 | 1836.61 | 50.87 | 594000 | 0.04 | 15 | 8 | 71.5 | 118.3 | 118.3 | 1
DE.DistrictMZLerch.F.RH1.FD.M.ReEx.001.001 | 3600 | 162.9 | 141.8 | 1.15 | 15 | 15 | 1 | 10 | 10 | 1 | 0.2 | 165 | 10.9948 | 10.9955 | 1 | 121.7958 | 121.7958 | 1 | 1066931 | 1066931 | 1 | 18.1548 | 19.6046 | 10699.05 | 57.94 | 211.5 | 2691.32 | 1836.61 | 60.33 | 594000 | 0.04 | 15 | 10 | 141.8 | 118.3 | 118.3 | 1
DE.DistrictMZLerch.F.RH1.FD.M.ReEx.001.002 | 3600 | 72.3 | 78.1 | 0.93 | 15 | 15 | 1 | 8 | 8 | 1 | 0.1 | 100 | 10.9948 | 10.9955 | 1 | 121.7958 | 121.7958 | 1 | 1066931 | 1066931 | 1 | 19.22 | 19.6443 | 6194.19 | 26.61 | 61.2 | 2691.32 | 1836.61 | 60.33 | 594000 | 0.04 | 15 | 8 | 78.1 | 118.3 | 118.3 | 1
DE.DistrictMZLerch.F.RH1.FD.M.ReEx.001.003 | 3600 | 54.1 | 57.4 | 0.94 | 15 | 15 | 1 | 7 | 7 | 1 | 0.1 | 78 | 10.9948 | 10.9955 | 1 | 121.7958 | 121.7958 | 1 | 1066931 | 1066931 | 1 | 19.3661 | 19.666 | 4545.09 | 19.45 | 46.69 | 2691.32 | 1836.61 | 50.87 | 594000 | 0.04 | 15 | 7 | 57.4 | 118.3 | 118.3 | 1
DE.DistrictMZLerch.F.RH1.FD.M.ReEx.001.004 | 3600 | 43.7 | 43.7 | 1 | 15 | 15 | 1 | 7 | 7 | 1 | 0 | 64 | 10.9948 | 10.9955 | 1 | 121.7958 | 121.7958 | 1 | 1066931 | 1066931 | 1 | 19.4708 | 19.691 | 3579.76 | 16.38 | 37.57 | 2691.32 | 1836.61 | 44.95 | 594000 | 0.04 | 15 | 7 | 43.7 | 118.3 | 118.3 | 1
DE.DistrictMZLerch.F.RH1.FD.M.ReEx.001.005 | 3600 | 70.3 | 68.2 | 1.03 | 15 | 15 | 1 | 8 | 8 | 1 | 0.1 | 90 | 10.9948 | 10.9955 | 1 | 121.7958 | 121.7958 | 1 | 1066931 | 1066931 | 1 | 19.1716 | 19.6457 | 5510.41 | 28.18 | 67.33 | 2691.32 | 1836.61 | 50.87 | 594000 | 0.04 | 15 | 8 | 68.2 | 118.3 | 118.3 | 1
DE.DistrictMZLerch.F.RH1.SD.E.ReEx.001.001 | 3600 | 138.5 | 119.7 | 1.16 | 15 | 15 | 1 | 10 | 10 | 1 | 0.2 | 143 | 10.9948 | 10.9955 | 1 | 121.7958 | 121.7958 | 1 | 1066931 | 1066931 | 1 | 18.4315 | 19.6099 | 17388.89 | 91.31 | 323.89 | 5148.32 | 3513.31 | 115.41 | 594000 | 0.04 | 15 | 10 | 119.7 | 226.3 | 226.3 | 1
DE.DistrictMZLerch.F.RH1.SD.E.ReEx.001.002 | 3600 | 69.4 | 71.8 | 0.97 | 15 | 15 | 1 | 8 | 8 | 1 | 0.1 | 93 | 10.9948 | 10.9955 | 1 | 121.7958 | 121.7958 | 1 | 1066931 | 1066931 | 1 | 19.2456 | 19.6477 | 10771.88 | 42.18 | 116.29 | 5148.32 | 3513.31 | 115.41 | 594000 | 0.04 | 15 | 8 | 71.8 | 226.3 | 226.3 | 1
DE.DistrictMZLerch.F.RH1.SD.E.ReEx.001.003 | 3600 | 45.1 | 47.4 | 0.95 | 15 | 15 | 1 | 6 | 6 | 1 | 0 | 68 | 10.9948 | 10.9955 | 1 | 121.7958 | 121.7958 | 1 | 1066931 | 1066931 | 1 | 19.4838 | 19.6818 | 7309.49 | 30.82 | 64.08 | 5148.32 | 3513.31 | 97.31 | 594000 | 0.04 | 15 | 6 | 47.4 | 226.3 | 226.3 | 1
DE.DistrictMZLerch.F.RH1.SD.E.ReEx.001.004 | 3600 | 36.2 | 35.7 | 1.01 | 15 | 15 | 1 | 6 | 6 | 1 | 0 | 56 | 10.9948 | 10.9955 | 1 | 121.7958 | 121.7958 | 1 | 1066931 | 1066931 | 1 | 19.5802 | 19.7137 | 5847.59 | 25.96 | 50.42 | 5148.32 | 3513.31 | 85.99 | 594000 | 0.04 | 15 | 6 | 35.7 | 226.3 | 226.3 | 1
DE.DistrictMZLerch.F.RH1.SD.E.ReEx.001.005 | 3600 | 55.2 | 55.4 | 1 | 15 | 15 | 1 | 8 | 8 | 1 | 0.1 | 77 | 10.9948 | 10.9955 | 1 | 121.7958 | 121.7958 | 1 | 1066931 | 1066931 | 1 | 19.3637 | 19.6682 | 8540.56 | 43.32 | 89.32 | 5148.32 | 3513.31 | 97.31 | 594000 | 0.04 | 15 | 8 | 55.4 | 226.3 | 226.3 | 1
DE.DistrictMZLerch.F.RH1.SD.M.ReEx.001.001 | 3600 | 124.3 | 106.8 | 1.16 | 15 | 15 | 1 | 8 | 8 | 1 | 0.1 | 128 | 10.9948 | 10.9955 | 1 | 121.7958 | 121.7958 | 1 | 1066931 | 1066931 | 1 | 18.593 | 19.6108 | 15465.34 | 80.57 | 273.22 | 5148.32 | 3513.31 | 115.41 | 594000 | 0.04 | 15 | 8 | 106.8 | 226.3 | 226.3 | 1
DE.DistrictMZLerch.F.RH1.SD.M.ReEx.001.002 | 3600 | 66.2 | 68.7 | 0.96 | 15 | 15 | 1 | 6 | 6 | 1 | 0.1 | 89 | 10.9948 | 10.9955 | 1 | 121.7958 | 121.7958 | 1 | 1066931 | 1066931 | 1 | 19.2744 | 19.6445 | 10079.4 | 37.19 | 105.66 | 5148.32 | 3513.31 | 115.41 | 594000 | 0.04 | 15 | 6 | 68.7 | 226.3 | 226.3 | 1
DE.DistrictMZLerch.F.RH1.SD.M.ReEx.001.003 | 3600 | 41.9 | 44.4 | 0.94 | 15 | 15 | 1 | 5 | 5 | 1 | 0 | 64 | 10.9948 | 10.9955 | 1 | 121.7958 | 121.7958 | 1 | 1066931 | 1066931 | 1 | 19.5227 | 19.6856 | 6770.9 | 27.18 | 54.86 | 5148.32 | 3513.31 | 97.31 | 594000 | 0.04 | 15 | 5 | 44.4 | 226.3 | 226.3 | 1
DE.DistrictMZLerch.F.RH1.SD.M.ReEx.001.004 | 3600 | 33.8 | 33.6 | 1.01 | 15 | 15 | 1 | 5 | 5 | 1 | 0 | 53 | 10.9948 | 10.9955 | 1 | 121.7958 | 121.7958 | 1 | 1066931 | 1066931 | 1 | 19.6085 | 19.7172 | 5462.88 | 22.89 | 43.56 | 5148.32 | 3513.31 | 85.99 | 594000 | 0.04 | 15 | 5 | 33.6 | 226.3 | 226.3 | 1
DE.DistrictMZLerch.F.RH1.SD.M.ReEx.001.005 | 3600 | 51.3 | 51.7 | 0.99 | 15 | 15 | 1 | 6 | 6 | 1 | 0.1 | 72 | 10.9948 | 10.9955 | 1 | 121.7958 | 121.7958 | 1 | 1066931 | 1066931 | 1 | 19.4043 | 19.6671 | 7848.08 | 38.34 | 76.42 | 5148.32 | 3513.31 | 97.31 | 594000 | 0.04 | 15 | 6 | 51.7 | 226.3 | 226.3 | 1
DE.DistrictMZLerch.F.RH2.SD.E.ReEx.001.001 | 3600 | 141.3 | 121.8 | 1.16 | 15 | 15 | 1 | 11 | 11 | 1 | 0.2 | 146 | 10.9948 | 10.9955 | 1 | 121.7958 | 121.7958 | 1 | 1066931 | 1066931 | 1 | 18.4206 | 19.6108 | 13180.85 | 78.53 | 237.13 | 3801.52 | 2594.23 | 85.22 | 594000 | 0.04 | 15 | 11 | 121.8 | 167.1 | 167.1 | 1
DE.DistrictMZLerch.F.RH2.SD.E.ReEx.001.002 | 3600 | 66.5 | 68.9 | 0.97 | 15 | 15 | 1 | 9 | 9 | 1 | 0.1 | 91 | 10.9948 | 10.9955 | 1 | 121.7958 | 121.7958 | 1 | 1066931 | 1066931 | 1 | 19.2998 | 19.655 | 7726.7 | 36.17 | 75.35 | 3801.52 | 2594.23 | 85.22 | 594000 | 0.04 | 15 | 9 | 68.9 | 167.1 | 167.1 | 1
DE.DistrictMZLerch.F.RH2.SD.E.ReEx.001.003 | 3600 | 45.6 | 47.3 | 0.96 | 15 | 15 | 1 | 7 | 7 | 1 | 0.1 | 68 | 10.9948 | 10.9955 | 1 | 121.7958 | 121.7958 | 1 | 1066931 | 1066931 | 1 | 19.49 | 19.6859 | 5454.14 | 26.43 | 46.54 | 3801.52 | 2594.23 | 71.85 | 594000 | 0.04 | 15 | 7 | 47.3 | 167.1 | 167.1 | 1
DE.DistrictMZLerch.F.RH2.SD.E.ReEx.001.004 | 3600 | 36.3 | 35.5 | 1.02 | 15 | 15 | 1 | 7 | 7 | 1 | 0 | 57 | 10.9948 | 10.9955 | 1 | 121.7958 | 121.7958 | 1 | 1066931 | 1066931 | 1 | 19.5924 | 19.7202 | 4317.86 | 22.26 | 36.1 | 3801.52 | 2594.23 | 63.5 | 594000 | 0.04 | 15 | 7 | 35.5 | 167.1 | 167.1 | 1
DE.DistrictMZLerch.F.RH2.SD.E.ReEx.001.005 | 3600 | 56.5 | 55.7 | 1.01 | 15 | 15 | 1 | 9 | 9 | 1 | 0.1 | 78 | 10.9948 | 10.9955 | 1 | 121.7958 | 121.7958 | 1 | 1066931 | 1066931 | 1 | 19.3632 | 19.6702 | 6419.98 | 37.73 | 64.82 | 3801.52 | 2594.23 | 71.85 | 594000 | 0.04 | 15 | 9 | 55.7 | 167.1 | 167.1 | 1
DE.DistrictMZLerch.F.RH2.SD.M.ReEx.001.001 | 3600 | 113.4 | 96.9 | 1.17 | 15 | 15 | 1 | 10 | 10 | 1 | 0.2 | 120 | 10.9948 | 10.9955 | 1 | 121.7958 | 121.7958 | 1 | 1066931 | 1066931 | 1 | 18.7647 | 19.6188 | 9848.54 | 68.75 | 147.64 | 3523.97 | 2404.82 | 79 | 594000 | 0.04 | 15 | 10 | 96.9 | 154.9 | 154.9 | 1
DE.DistrictMZLerch.F.RH2.SD.M.ReEx.001.002 | 3600 | 59.6 | 62.2 | 0.96 | 15 | 15 | 1 | 8 | 8 | 1 | 0.1 | 84 | 10.9948 | 10.9955 | 1 | 121.7958 | 121.7958 | 1 | 1066931 | 1066931 | 1 | 19.3888 | 19.6618 | 6319.92 | 31.63 | 54.37 | 3523.97 | 2404.82 | 79 | 594000 | 0.04 | 15 | 8 | 62.2 | 154.9 | 154.9 | 1
DE.DistrictMZLerch.F.RH2.SD.M.ReEx.001.003 | 3600 | 39.7 | 41.2 | 0.96 | 15 | 15 | 1 | 6 | 6 | 1 | 0 | 62 | 10.9948 | 10.9955 | 1 | 121.7958 | 121.7958 | 1 | 1066931 | 1066931 | 1 | 19.5751 | 19.6998 | 4423.94 | 23.11 | 29.88 | 3523.97 | 2404.82 | 66.61 | 594000 | 0.04 | 15 | 6 | 41.2 | 154.9 | 154.9 | 1
DE.DistrictMZLerch.F.RH2.SD.M.ReEx.001.004 | 3600 | 32 | 31.3 | 1.02 | 15 | 15 | 1 | 6 | 6 | 1 | 0 | 52 | 10.9948 | 10.9955 | 1 | 121.7958 | 121.7958 | 1 | 1066931 | 1066931 | 1 | 19.6584 | 19.7342 | 3633.95 | 19.47 | 23.57 | 3523.97 | 2404.82 | 58.86 | 594000 | 0.04 | 15 | 6 | 31.3 | 154.9 | 154.9 | 1
DE.DistrictMZLerch.F.RH2.SD.M.ReEx.001.005 | 3600 | 48.2 | 48.4 | 1 | 15 | 15 | 1 | 8 | 8 | 1 | 0.1 | 70 | 10.9948 | 10.9955 | 1 | 121.7958 | 121.7958 | 1 | 1066931 | 1066931 | 1 | 19.4775 | 19.6843 | 5161.27 | 33.2 | 41.55 | 3523.97 | 2404.82 | 66.61 | 594000 | 0.04 | 15 | 8 | 48.4 | 154.9 | 154.9 | 1
DE.DistrictMZLerch.F.DHH.SD.SyAv.001.011 | 3600 | 156.4 | 135.7 | 1.15 | 15 | 15 | 1 | 11 | 11 | 1 | 0.2 | 160 | 10.9948 | 10.9955 | 1 | 121.7958 | 121.7958 | 1 | 1066931 | 1066931 | 1 | 18.2578 | 19.6072 | 11550.21 | 73.16 | 213.16 | 3018.92 | 2060.17 | 67.68 | 594000 | 0.04 | 15 | 11 | 135.7 | 132.7 | 132.7 | 1
DE.DistrictMZLerch.F.DHH.SD.SyAv.001.012 | 3600 | 136 | 119.3 | 1.14 | 15 | 15 | 1 | 10 | 10 | 1 | 0.2 | 142 | 10.9948 | 10.9955 | 1 | 121.7958 | 121.7958 | 1 | 1066931 | 1066931 | 1 | 18.4846 | 19.6108 | 10151.55 | 61.87 | 174.7 | 3018.92 | 2060.17 | 67.68 | 594000 | 0.04 | 15 | 10 | 119.3 | 132.7 | 132.7 | 1
DE.DistrictMZLerch.F.DHH.SD.SyAv.001.013 | 3600 | 140 | 101.9 | 1.37 | 13 | 13 | 1 | 7 | 7 | 1 | 0.2 | 121 | 10.9948 | 10.9955 | 1 | 121.7958 | 121.7958 | 1 | 1066931 | 1066931 | 1 | 18.4428 | 19.6022 | 10151.55 | 61.87 | 174.7 | 3018.92 | 2060.17 | 67.68 | 594000 | 0.04 | 13 | 7 | 101.9 | 132.7 | 132.7 | 1
DE.DistrictMZLerch.F.DHH.SD.SyAv.001.021 | 3600 | 78.2 | 72.8 | 1.07 | 15 | 15 | 1 | 10 | 10 | 1 | 0.1 | 96 | 10.9948 | 10.9955 | 1 | 121.7958 | 121.7958 | 1 | 1066931 | 1066931 | 1 | 19.1578 | 19.6441 | 6587.23 | 33.97 | 79.1 | 3018.92 | 2060.17 | 67.68 | 594000 | 0.04 | 15 | 10 | 72.8 | 132.7 | 132.7 | 1
DE.DistrictMZLerch.F.DHH.SD.SyAv.001.022 | 3600 | 54.9 | 55.3 | 0.99 | 15 | 15 | 1 | 10 | 10 | 1 | 0.1 | 78 | 10.9948 | 10.9955 | 1 | 121.7958 | 121.7958 | 1 | 1066931 | 1066931 | 1 | 19.3756 | 19.6775 | 5143.45 | 24.82 | 55.2 | 3018.92 | 2060.17 | 57.06 | 594000 | 0.04 | 15 | 10 | 55.3 | 132.7 | 132.7 | 1
DE.DistrictMZLerch.F.DHH.SD.SyAv.001.023 | 3600 | 41.6 | 40.5 | 1.03 | 15 | 15 | 1 | 10 | 10 | 1 | 0.1 | 64 | 10.9948 | 10.9955 | 1 | 121.7958 | 121.7958 | 1 | 1066931 | 1066931 | 1 | 19.5307 | 19.7169 | 3970.38 | 20.9 | 39.74 | 3018.92 | 2060.17 | 50.43 | 594000 | 0.04 | 15 | 10 | 40.5 | 132.7 | 132.7 | 1
DE.DistrictMZLerch.F.DHH.SD.SyAv.001.031 | 3600 | 132.1 | 115.9 | 1.14 | 15 | 15 | 1 | 10 | 10 | 1 | 0.2 | 139 | 10.9948 | 10.9955 | 1 | 121.7958 | 121.7958 | 1 | 1066931 | 1066931 | 1 | 18.527 | 19.6119 | 9880.84 | 58.89 | 168.72 | 3018.92 | 2060.17 | 67.68 | 594000 | 0.04 | 15 | 10 | 115.9 | 132.7 | 132.7 | 1
DE.DistrictMZLerch.F.DHH.SD.SyAv.001.032 | 3600 | 115.2 | 101.6 | 1.13 | 15 | 15 | 1 | 10 | 10 | 1 | 0.1 | 124 | 10.9948 | 10.9955 | 1 | 121.7958 | 121.7958 | 1 | 1066931 | 1066931 | 1 | 18.7059 | 19.6177 | 8798.01 | 46.01 | 144.71 | 3018.92 | 2060.17 | 67.68 | 594000 | 0.04 | 15 | 10 | 101.6 | 132.7 | 132.7 | 1
DE.DistrictMZLerch.F.DHH.SD.SyAv.001.033 | 3600 | 94.6 | 84 | 1.13 | 15 | 15 | 1 | 10 | 10 | 1 | 0.1 | 107 | 10.9948 | 10.9955 | 1 | 121.7958 | 121.7958 | 1 | 1066931 | 1066931 | 1 | 18.934 | 19.6291 | 7444.47 | 31.93 | 115.19 | 3018.92 | 2060.17 | 67.68 | 594000 | 0.04 | 15 | 10 | 84 | 132.7 | 132.7 | 1
DE.DistrictMZLerch.F.DHH.SD.SyAv.001.041 | 3600 | 98.2 | 84.9 | 1.16 | 15 | 15 | 1 | 10 | 10 | 1 | 0.1 | 108 | 10.9948 | 10.9955 | 1 | 121.7958 | 121.7958 | 1 | 1066931 | 1066931 | 1 | 18.919 | 19.6268 | 7534.71 | 43.84 | 110.1 | 3018.92 | 2060.17 | 67.68 | 594000 | 0.04 | 15 | 10 | 84.9 | 132.7 | 132.7 | 1
DE.DistrictMZLerch.F.DHH.SD.SyAv.001.042 | 3600 | 57.2 | 54.5 | 1.05 | 15 | 15 | 1 | 10 | 10 | 1 | 0.1 | 77 | 10.9948 | 10.9955 | 1 | 121.7958 | 121.7958 | 1 | 1066931 | 1066931 | 1 | 19.4368 | 19.6742 | 4917.86 | 29.21 | 42.74 | 3018.92 | 2060.17 | 67.68 | 594000 | 0.04 | 15 | 10 | 54.5 | 132.7 | 132.7 | 1
DE.DistrictMZLerch.F.EFH.FD.SyAv.001.011 | 3600 | 178.5 | 156.2 | 1.14 | 15 | 15 | 1 | 11 | 11 | 1 | 0.3 | 180 | 10.9948 | 10.9955 | 1 | 121.7958 | 121.7958 | 1 | 1066931 | 1066931 | 1 | 17.9864 | 19.6031 | 12223.37 | 69.75 | 247.69 | 2791.42 | 1904.92 | 62.58 | 594000 | 0.04 | 15 | 11 | 156.2 | 122.7 | 122.7 | 1
DE.DistrictMZLerch.F.EFH.FD.SyAv.001.012 | 3600 | 154.4 | 137 | 1.13 | 15 | 15 | 1 | 10 | 10 | 1 | 0.2 | 160 | 10.9948 | 10.9955 | 1 | 121.7958 | 121.7958 | 1 | 1066931 | 1066931 | 1 | 18.259 | 19.6063 | 10679.81 | 58.99 | 200.61 | 2791.42 | 1904.92 | 62.58 | 594000 | 0.04 | 15 | 10 | 137 | 122.7 | 122.7 | 1
DE.DistrictMZLerch.F.EFH.FD.SyAv.001.013 | 3600 | 158.3 | 117 | 1.35 | 13 | 13 | 1 | 7 | 7 | 1 | 0.2 | 136 | 10.9948 | 10.9955 | 1 | 121.7958 | 121.7958 | 1 | 1066931 | 1066931 | 1 | 18.2195 | 19.599 | 10679.81 | 58.99 | 200.61 | 2791.42 | 1904.92 | 62.58 | 594000 | 0.04 | 13 | 7 | 117 | 122.7 | 122.7 | 1
DE.DistrictMZLerch.F.EFH.FD.SyAv.001.021 | 3600 | 92.2 | 87.7 | 1.05 | 15 | 15 | 1 | 10 | 10 | 1 | 0.1 | 111 | 10.9948 | 10.9955 | 1 | 121.7958 | 121.7958 | 1 | 1066931 | 1066931 | 1 | 18.973 | 19.6309 | 7133.78 | 32.38 | 98.91 | 2791.42 | 1904.92 | 62.58 | 594000 | 0.04 | 15 | 10 | 87.7 | 122.7 | 122.7 | 1
DE.DistrictMZLerch.F.EFH.FD.SyAv.001.022 | 3600 | 66.4 | 66.2 | 1 | 15 | 15 | 1 | 10 | 10 | 1 | 0.1 | 89 | 10.9948 | 10.9955 | 1 | 121.7958 | 121.7958 | 1 | 1066931 | 1066931 | 1 | 19.2131 | 19.6573 | 5631.93 | 23.66 | 71.44 | 2791.42 | 1904.92 | 52.76 | 594000 | 0.04 | 15 | 10 | 66.2 | 122.7 | 122.7 | 1
DE.DistrictMZLerch.F.EFH.FD.SyAv.001.023 | 3600 | 50.7 | 49.1 | 1.03 | 15 | 15 | 1 | 10 | 10 | 1 | 0.1 | 72 | 10.9948 | 10.9955 | 1 | 121.7958 | 121.7958 | 1 | 1066931 | 1066931 | 1 | 19.3878 | 19.6867 | 4296.95 | 19.93 | 52.36 | 2791.42 | 1904.92 | 46.63 | 594000 | 0.04 | 15 | 10 | 49.1 | 122.7 | 122.7 | 1
DE.DistrictMZLerch.F.EFH.FD.SyAv.001.031 | 3600 | 149.9 | 133.2 | 1.13 | 15 | 15 | 1 | 10 | 10 | 1 | 0.2 | 156 | 10.9948 | 10.9955 | 1 | 121.7958 | 121.7958 | 1 | 1066931 | 1066931 | 1 | 18.3072 | 19.6072 | 10387.78 | 56.15 | 193.6 | 2791.42 | 1904.92 | 62.58 | 594000 | 0.04 | 15 | 10 | 133.2 | 122.7 | 122.7 | 1
DE.DistrictMZLerch.F.EFH.FD.SyAv.001.032 | 3600 | 130.8 | 117.2 | 1.12 | 15 | 15 | 1 | 10 | 10 | 1 | 0.2 | 140 | 10.9948 | 10.9955 | 1 | 121.7958 | 121.7958 | 1 | 1066931 | 1066931 | 1 | 18.5121 | 19.6121 | 9219.68 | 43.87 | 165.22 | 2791.42 | 1904.92 | 62.58 | 594000 | 0.04 | 15 | 10 | 117.2 | 122.7 | 122.7 | 1
DE.DistrictMZLerch.F.EFH.FD.SyAv.001.033 | 3600 | 108.1 | 98.1 | 1.1 | 15 | 15 | 1 | 10 | 10 | 1 | 0.1 | 121 | 10.9948 | 10.9955 | 1 | 121.7958 | 121.7958 | 1 | 1066931 | 1066931 | 1 | 18.7623 | 19.6208 | 7884.7 | 30.44 | 132.4 | 2791.42 | 1904.92 | 62.58 | 594000 | 0.04 | 15 | 10 | 98.1 | 122.7 | 122.7 | 1
DE.DistrictMZLerch.F.EFH.FD.SyAv.001.041 | 3600 | 112.6 | 98.6 | 1.14 | 15 | 15 | 1 | 10 | 10 | 1 | 0.1 | 121 | 10.9948 | 10.9955 | 1 | 121.7958 | 121.7958 | 1 | 1066931 | 1066931 | 1 | 18.738 | 19.6189 | 7926.42 | 41.8 | 129.11 | 2791.42 | 1904.92 | 62.58 | 594000 | 0.04 | 15 | 10 | 98.6 | 122.7 | 122.7 | 1
DE.DistrictMZLerch.F.EFH.FD.SyAv.001.042 | 3600 | 67.5 | 63.4 | 1.06 | 15 | 15 | 1 | 10 | 10 | 1 | 0.1 | 86 | 10.9948 | 10.9955 | 1 | 121.7958 | 121.7958 | 1 | 1066931 | 1066931 | 1 | 19.2932 | 19.6572 | 5256.47 | 27.85 | 57.17 | 2791.42 | 1904.92 | 62.58 | 594000 | 0.04 | 15 | 10 | 63.4 | 122.7 | 122.7 | 1
DE.DistrictMZLerch.F.EFH.Ind.SyAv.001.011 | 3600 | 165.4 | 144 | 1.15 | 15 | 15 | 1 | 11 | 11 | 1 | 0.2 | 168 | 10.9948 | 10.9955 | 1 | 121.7958 | 121.7958 | 1 | 1066931 | 1066931 | 1 | 18.1449 | 19.6054 | 16345.64 | 97.4 | 315.72 | 4035.85 | 2754.14 | 90.47 | 594000 | 0.04 | 15 | 11 | 144 | 177.4 | 177.4 | 1
DE.DistrictMZLerch.F.EFH.Ind.SyAv.001.012 | 3600 | 142.5 | 125.5 | 1.14 | 15 | 15 | 1 | 10 | 10 | 1 | 0.2 | 148 | 10.9948 | 10.9955 | 1 | 121.7958 | 121.7958 | 1 | 1066931 | 1066931 | 1 | 18.4029 | 19.609 | 14234.58 | 82.37 | 254.37 | 4035.85 | 2754.14 | 90.47 | 594000 | 0.04 | 15 | 10 | 125.5 | 177.4 | 177.4 | 1
DE.DistrictMZLerch.F.EFH.Ind.SyAv.001.013 | 3600 | 146.4 | 107.2 | 1.37 | 13 | 13 | 1 | 7 | 7 | 1 | 0.2 | 126 | 10.9948 | 10.9955 | 1 | 121.7958 | 121.7958 | 1 | 1066931 | 1066931 | 1 | 18.362 | 19.601 | 14234.58 | 82.37 | 254.37 | 4035.85 | 2754.14 | 90.47 | 594000 | 0.04 | 13 | 7 | 107.2 | 177.4 | 177.4 | 1
DE.DistrictMZLerch.F.EFH.Ind.SyAv.001.021 | 3600 | 86.5 | 80.7 | 1.07 | 15 | 15 | 1 | 10 | 10 | 1 | 0.1 | 104 | 10.9948 | 10.9955 | 1 | 121.7958 | 121.7958 | 1 | 1066931 | 1066931 | 1 | 19.0453 | 19.6358 | 9650.56 | 45.22 | 128.8 | 4035.85 | 2754.14 | 90.47 | 594000 | 0.04 | 15 | 10 | 80.7 | 177.4 | 177.4 | 1
DE.DistrictMZLerch.F.EFH.Ind.SyAv.001.022 | 3600 | 58.9 | 59.3 | 0.99 | 15 | 15 | 1 | 10 | 10 | 1 | 0.1 | 82 | 10.9948 | 10.9955 | 1 | 121.7958 | 121.7958 | 1 | 1066931 | 1066931 | 1 | 19.3168 | 19.6694 | 7298.24 | 33.05 | 84.49 | 4035.85 | 2754.14 | 76.28 | 594000 | 0.04 | 15 | 10 | 59.3 | 177.4 | 177.4 | 1
DE.DistrictMZLerch.F.EFH.Ind.SyAv.001.023 | 3600 | 44.9 | 43.7 | 1.03 | 15 | 15 | 1 | 10 | 10 | 1 | 0.1 | 67 | 10.9948 | 10.9955 | 1 | 121.7958 | 121.7958 | 1 | 1066931 | 1066931 | 1 | 19.4769 | 19.7046 | 5609.39 | 27.83 | 61.62 | 4035.85 | 2754.14 | 67.41 | 594000 | 0.04 | 15 | 10 | 43.7 | 177.4 | 177.4 | 1
DE.DistrictMZLerch.F.EFH.Ind.SyAv.001.031 | 3600 | 138.3 | 122 | 1.13 | 15 | 15 | 1 | 10 | 10 | 1 | 0.2 | 145 | 10.9948 | 10.9955 | 1 | 121.7958 | 121.7958 | 1 | 1066931 | 1066931 | 1 | 18.4481 | 19.6101 | 13872.68 | 78.4 | 245.41 | 4035.85 | 2754.14 | 90.47 | 594000 | 0.04 | 15 | 10 | 122 | 177.4 | 177.4 | 1
DE.DistrictMZLerch.F.EFH.Ind.SyAv.001.032 | 3600 | 120.4 | 106.9 | 1.13 | 15 | 15 | 1 | 10 | 10 | 1 | 0.1 | 130 | 10.9948 | 10.9955 | 1 | 121.7958 | 121.7958 | 1 | 1066931 | 1066931 | 1 | 18.6396 | 19.6156 | 12304.46 | 61.26 | 209.25 | 4035.85 | 2754.14 | 90.47 | 594000 | 0.04 | 15 | 10 | 106.9 | 177.4 | 177.4 | 1
DE.DistrictMZLerch.F.EFH.Ind.SyAv.001.033 | 3600 | 98.7 | 88.5 | 1.12 | 15 | 15 | 1 | 10 | 10 | 1 | 0.1 | 111 | 10.9948 | 10.9955 | 1 | 121.7958 | 121.7958 | 1 | 1066931 | 1066931 | 1 | 18.8805 | 19.6262 | 10434.67 | 42.51 | 165.8 | 4035.85 | 2754.14 | 90.47 | 594000 | 0.04 | 15 | 10 | 88.5 | 177.4 | 177.4 | 1
DE.DistrictMZLerch.F.EFH.Ind.SyAv.001.041 | 3600 | 103.1 | 89.6 | 1.15 | 15 | 15 | 1 | 10 | 10 | 1 | 0.1 | 112 | 10.9948 | 10.9955 | 1 | 121.7958 | 121.7958 | 1 | 1066931 | 1066931 | 1 | 18.8555 | 19.6237 | 10555.3 | 58.37 | 161.32 | 4035.85 | 2754.14 | 90.47 | 594000 | 0.04 | 15 | 10 | 89.6 | 177.4 | 177.4 | 1
DE.DistrictMZLerch.F.EFH.Ind.SyAv.001.042 | 3600 | 60.8 | 57.8 | 1.05 | 15 | 15 | 1 | 10 | 10 | 1 | 0.1 | 81 | 10.9948 | 10.9955 | 1 | 121.7958 | 121.7958 | 1 | 1066931 | 1066931 | 1 | 19.3836 | 19.6674 | 6936.34 | 38.89 | 66.77 | 4035.85 | 2754.14 | 90.47 | 594000 | 0.04 | 15 | 10 | 57.8 | 177.4 | 177.4 | 1
DE.DistrictMZLerch.F.EFH.SD.SyAv.001.011 | 3600 | 175.2 | 153.2 | 1.14 | 15 | 15 | 1 | 11 | 11 | 1 | 0.3 | 177 | 10.9948 | 10.9955 | 1 | 121.7958 | 121.7958 | 1 | 1066931 | 1066931 | 1 | 18.0241 | 19.6036 | 14883.84 | 84.46 | 298.83 | 3458 | 2359.8 | 77.52 | 594000 | 0.04 | 15 | 11 | 153.2 | 152 | 152 | 1
DE.DistrictMZLerch.F.EFH.SD.SyAv.001.012 | 3600 | 151 | 133.6 | 1.13 | 15 | 15 | 1 | 10 | 10 | 1 | 0.2 | 156 | 10.9948 | 10.9955 | 1 | 121.7958 | 121.7958 | 1 | 1066931 | 1066931 | 1 | 18.2978 | 19.607 | 12920 | 71.43 | 240.75 | 3458 | 2359.8 | 77.52 | 594000 | 0.04 | 15 | 10 | 133.6 | 152 | 152 | 1
DE.DistrictMZLerch.F.EFH.SD.SyAv.001.013 | 3600 | 154.9 | 114.1 | 1.36 | 13 | 13 | 1 | 7 | 7 | 1 | 0.2 | 133 | 10.9948 | 10.9955 | 1 | 121.7958 | 121.7958 | 1 | 1066931 | 1066931 | 1 | 18.2579 | 19.5996 | 12920 | 71.43 | 240.75 | 3458 | 2359.8 | 77.52 | 594000 | 0.04 | 13 | 7 | 114.1 | 152 | 152 | 1
DE.DistrictMZLerch.F.EFH.SD.SyAv.001.021 | 3600 | 92.5 | 86.8 | 1.07 | 15 | 15 | 1 | 10 | 10 | 1 | 0.1 | 110 | 10.9948 | 10.9955 | 1 | 121.7958 | 121.7958 | 1 | 1066931 | 1066931 | 1 | 18.9678 | 19.6307 | 8785.6 | 39.22 | 124.06 | 3458 | 2359.8 | 77.52 | 594000 | 0.04 | 15 | 10 | 86.8 | 152 | 152 | 1
DE.DistrictMZLerch.F.EFH.SD.SyAv.001.022 | 3600 | 62.5 | 62.7 | 1 | 15 | 15 | 1 | 10 | 10 | 1 | 0.1 | 86 | 10.9948 | 10.9955 | 1 | 121.7958 | 121.7958 | 1 | 1066931 | 1066931 | 1 | 19.2656 | 19.6631 | 6615.04 | 28.66 | 80.33 | 3458 | 2359.8 | 65.36 | 594000 | 0.04 | 15 | 10 | 62.7 | 152 | 152 | 1
DE.DistrictMZLerch.F.EFH.SD.SyAv.001.023 | 3600 | 47.6 | 46.3 | 1.03 | 15 | 15 | 1 | 10 | 10 | 1 | 0.1 | 69 | 10.9948 | 10.9955 | 1 | 121.7958 | 121.7958 | 1 | 1066931 | 1066931 | 1 | 19.4342 | 19.6954 | 5064.64 | 24.13 | 58.53 | 3458 | 2359.8 | 57.76 | 594000 | 0.04 | 15 | 10 | 46.3 | 152 | 152 | 1
DE.DistrictMZLerch.F.EFH.SD.SyAv.001.031 | 3600 | 146.6 | 129.8 | 1.13 | 15 | 15 | 1 | 10 | 10 | 1 | 0.2 | 153 | 10.9948 | 10.9955 | 1 | 121.7958 | 121.7958 | 1 | 1066931 | 1066931 | 1 | 18.3452 | 19.608 | 12558.24 | 67.99 | 232.3 | 3458 | 2359.8 | 77.52 | 594000 | 0.04 | 15 | 10 | 129.8 | 152 | 152 | 1
DE.DistrictMZLerch.F.EFH.SD.SyAv.001.032 | 3600 | 127.9 | 114.1 | 1.12 | 15 | 15 | 1 | 10 | 10 | 1 | 0.1 | 137 | 10.9948 | 10.9955 | 1 | 121.7958 | 121.7958 | 1 | 1066931 | 1066931 | 1 | 18.5462 | 19.613 | 11162.88 | 53.12 | 198.25 | 3458 | 2359.8 | 77.52 | 594000 | 0.04 | 15 | 10 | 114.1 | 152 | 152 | 1
DE.DistrictMZLerch.F.EFH.SD.SyAv.001.033 | 3600 | 105 | 94.8 | 1.11 | 15 | 15 | 1 | 10 | 10 | 1 | 0.1 | 118 | 10.9948 | 10.9955 | 1 | 121.7958 | 121.7958 | 1 | 1066931 | 1066931 | 1 | 18.7996 | 19.6224 | 9457.44 | 36.86 | 157.27 | 3458 | 2359.8 | 77.52 | 594000 | 0.04 | 15 | 10 | 94.8 | 152 | 152 | 1
DE.DistrictMZLerch.F.EFH.SD.SyAv.001.041 | 3600 | 109.2 | 95.3 | 1.15 | 15 | 15 | 1 | 10 | 10 | 1 | 0.1 | 118 | 10.9948 | 10.9955 | 1 | 121.7958 | 121.7958 | 1 | 1066931 | 1066931 | 1 | 18.7787 | 19.6205 | 9509.12 | 50.62 | 152.66 | 3458 | 2359.8 | 77.52 | 594000 | 0.04 | 15 | 10 | 95.3 | 152 | 152 | 1
DE.DistrictMZLerch.F.EFH.SD.SyAv.001.042 | 3600 | 63.9 | 60.4 | 1.06 | 15 | 15 | 1 | 10 | 10 | 1 | 0.1 | 83 | 10.9948 | 10.9955 | 1 | 121.7958 | 121.7958 | 1 | 1066931 | 1066931 | 1 | 19.3416 | 19.6625 | 6201.6 | 33.72 | 63.55 | 3458 | 2359.8 | 77.52 | 594000 | 0.04 | 15 | 10 | 60.4 | 152 | 152 | 1
DE.DistrictMZLerch.F.MFH.SyAv.001.011 | 3600 | 109.9 | 99.5 | 1.1 | 15 | 15 | 1 | 11 | 11 | 1 | 0.2 | 124 | 10.9948 | 10.9955 | 1 | 121.7958 | 121.7958 | 1 | 1066931 | 1066931 | 1 | 18.8365 | 19.6227 | 115069.67 | 950.6 | 1538.6 | 42073.85 | 28711.94 | 943.19 | 594000 | 0.04 | 15 | 11 | 99.5 | 1849.4 | 1849.4 | 1
DE.DistrictMZLerch.F.MFH.SyAv.001.012 | 3600 | 96.7 | 88.4 | 1.09 | 15 | 15 | 1 | 10 | 10 | 1 | 0.2 | 111 | 10.9948 | 10.9955 | 1 | 121.7958 | 121.7958 | 1 | 1066931 | 1066931 | 1 | 18.9771 | 19.6282 | 102493.75 | 803.93 | 1283.26 | 42073.85 | 28711.94 | 943.19 | 594000 | 0.04 | 15 | 10 | 88.4 | 1849.4 | 1849.4 | 1
DE.DistrictMZLerch.F.MFH.SyAv.001.013 | 3600 | 100.7 | 75.8 | 1.33 | 13 | 13 | 1 | 7 | 7 | 1 | 0.1 | 95 | 10.9948 | 10.9955 | 1 | 121.7958 | 121.7958 | 1 | 1066931 | 1066931 | 1 | 18.9273 | 19.6137 | 102493.75 | 803.93 | 1283.26 | 42073.85 | 28711.94 | 943.19 | 594000 | 0.04 | 13 | 7 | 75.8 | 1849.4 | 1849.4 | 1
DE.DistrictMZLerch.F.MFH.SyAv.001.021 | 3600 | 54.8 | 53.6 | 1.02 | 15 | 15 | 1 | 10 | 10 | 1 | 0.1 | 77 | 10.9948 | 10.9955 | 1 | 121.7958 | 121.7958 | 1 | 1066931 | 1066931 | 1 | 19.4788 | 19.6792 | 67281.17 | 441.35 | 496.87 | 42073.85 | 28711.94 | 943.19 | 594000 | 0.04 | 15 | 10 | 53.6 | 1849.4 | 1849.4 | 1
DE.DistrictMZLerch.F.MFH.SyAv.001.022 | 3600 | 39.6 | 39.5 | 1 | 15 | 15 | 1 | 10 | 10 | 1 | 0.1 | 62 | 10.9948 | 10.9955 | 1 | 121.7958 | 121.7958 | 1 | 1066931 | 1066931 | 1 | 19.6131 | 19.7262 | 54076.46 | 322.52 | 383.77 | 42073.85 | 28711.94 | 795.24 | 594000 | 0.04 | 15 | 10 | 39.5 | 1849.4 | 1849.4 | 1
DE.DistrictMZLerch.F.MFH.SyAv.001.023 | 3600 | 30.4 | 28.4 | 1.07 | 15 | 15 | 1 | 10 | 10 | 1 | 0.1 | 51 | 10.9948 | 10.9955 | 1 | 121.7958 | 121.7958 | 1 | 1066931 | 1066931 | 1 | 19.7325 | 19.7772 | 44015.72 | 271.6 | 272.91 | 42073.85 | 28711.94 | 702.77 | 594000 | 0.04 | 15 | 10 | 28.4 | 1849.4 | 1849.4 | 1
DE.DistrictMZLerch.F.MFH.SyAv.001.031 | 3600 | 93.8 | 85.8 | 1.09 | 15 | 15 | 1 | 10 | 10 | 1 | 0.2 | 109 | 10.9948 | 10.9955 | 1 | 121.7958 | 121.7958 | 1 | 1066931 | 1066931 | 1 | 19.0074 | 19.6303 | 99978.56 | 765.23 | 1240.5 | 42073.85 | 28711.94 | 943.19 | 594000 | 0.04 | 15 | 10 | 85.8 | 1849.4 | 1849.4 | 1
DE.DistrictMZLerch.F.MFH.SyAv.001.032 | 3600 | 81.6 | 75.4 | 1.08 | 15 | 15 | 1 | 10 | 10 | 1 | 0.1 | 98 | 10.9948 | 10.9955 | 1 | 121.7958 | 121.7958 | 1 | 1066931 | 1066931 | 1 | 19.136 | 19.6407 | 89289.03 | 597.86 | 1068.98 | 42073.85 | 28711.94 | 943.19 | 594000 | 0.04 | 15 | 10 | 75.4 | 1849.4 | 1849.4 | 1
DE.DistrictMZLerch.F.MFH.SyAv.001.033 | 3600 | 67 | 63.3 | 1.06 | 15 | 15 | 1 | 10 | 10 | 1 | 0.1 | 86 | 10.9948 | 10.9955 | 1 | 121.7958 | 121.7958 | 1 | 1066931 | 1066931 | 1 | 19.299 | 19.6579 | 76713.11 | 414.87 | 853.49 | 42073.85 | 28711.94 | 943.19 | 594000 | 0.04 | 15 | 10 | 63.3 | 1849.4 | 1849.4 | 1
DE.DistrictMZLerch.F.MFH.SyAv.001.041 | 3600 | 71.2 | 65.6 | 1.09 | 15 | 15 | 1 | 10 | 10 | 1 | 0.1 | 89 | 10.9948 | 10.9955 | 1 | 121.7958 | 121.7958 | 1 | 1066931 | 1066931 | 1 | 19.2727 | 19.6526 | 79228.3 | 569.68 | 806.84 | 42073.85 | 28711.94 | 943.19 | 594000 | 0.04 | 15 | 10 | 65.6 | 1849.4 | 1849.4 | 1
DE.DistrictMZLerch.F.MFH.SyAv.001.042 | 3600 | 44.5 | 42.2 | 1.05 | 15 | 15 | 1 | 10 | 10 | 1 | 0.1 | 65 | 10.9948 | 10.9955 | 1 | 121.7958 | 121.7958 | 1 | 1066931 | 1066931 | 1 | 19.6251 | 19.7083 | 55962.84 | 379.56 | 289.91 | 42073.85 | 28711.94 | 943.19 | 594000 | 0.04 | 15 | 10 | 42.2 | 1849.4 | 1849.4 | 1
DE.DistrictMZLerch.F.MN.SyAv.001.011 | 3600 | 132.9 | 121.9 | 1.09 | 15 | 15 | 1 | 11 | 11 | 1 | 0.2 | 146 | 10.9948 | 10.9955 | 1 | 121.7958 | 121.7958 | 1 | 1066931 | 1066931 | 1 | 18.5494 | 19.6134 | 15861.68 | 114.77 | 256.08 | 4868.5 | 3322.35 | 109.14 | 594000 | 0.04 | 15 | 11 | 121.9 | 214 | 214 | 1
DE.DistrictMZLerch.F.MN.SyAv.001.012 | 3600 | 114.9 | 106.5 | 1.08 | 15 | 15 | 1 | 10 | 10 | 1 | 0.2 | 130 | 10.9948 | 10.9955 | 1 | 121.7958 | 121.7958 | 1 | 1066931 | 1066931 | 1 | 18.7485 | 19.6182 | 13969.92 | 97.06 | 207.17 | 4868.5 | 3322.35 | 109.14 | 594000 | 0.04 | 15 | 10 | 106.5 | 214 | 214 | 1
DE.DistrictMZLerch.F.MN.SyAv.001.013 | 3600 | 118.9 | 91.1 | 1.31 | 13 | 13 | 1 | 7 | 7 | 1 | 0.1 | 110 | 10.9948 | 10.9955 | 1 | 121.7958 | 121.7958 | 1 | 1066931 | 1066931 | 1 | 18.7031 | 19.6072 | 13969.92 | 97.06 | 207.17 | 4868.5 | 3322.35 | 109.14 | 594000 | 0.04 | 13 | 7 | 91.1 | 214 | 214 | 1
DE.DistrictMZLerch.F.MN.SyAv.001.021 | 3600 | 69.5 | 68.8 | 1.01 | 15 | 15 | 1 | 10 | 10 | 1 | 0.1 | 92 | 10.9948 | 10.9955 | 1 | 121.7958 | 121.7958 | 1 | 1066931 | 1066931 | 1 | 19.2733 | 19.6545 | 9531.56 | 53.28 | 101.27 | 4868.5 | 3322.35 | 109.14 | 594000 | 0.04 | 15 | 10 | 68.8 | 214 | 214 | 1
DE.DistrictMZLerch.F.MN.SyAv.001.022 | 3600 | 47.8 | 49.3 | 0.97 | 15 | 15 | 1 | 10 | 10 | 1 | 0.1 | 72 | 10.9948 | 10.9955 | 1 | 121.7958 | 121.7958 | 1 | 1066931 | 1066931 | 1 | 19.4813 | 19.6956 | 7348.76 | 38.94 | 67.97 | 4868.5 | 3322.35 | 92.02 | 594000 | 0.04 | 15 | 10 | 49.3 | 214 | 214 | 1
DE.DistrictMZLerch.F.MN.SyAv.001.023 | 3600 | 36.6 | 35.3 | 1.04 | 15 | 15 | 1 | 10 | 10 | 1 | 0.1 | 58 | 10.9948 | 10.9955 | 1 | 121.7958 | 121.7958 | 1 | 1066931 | 1066931 | 1 | 19.6159 | 19.7392 | 5820.8 | 32.79 | 49.41 | 4868.5 | 3322.35 | 81.32 | 594000 | 0.04 | 15 | 10 | 35.3 | 214 | 214 | 1
DE.DistrictMZLerch.F.MN.SyAv.001.031 | 3600 | 111.4 | 103.4 | 1.08 | 15 | 15 | 1 | 10 | 10 | 1 | 0.2 | 126 | 10.9948 | 10.9955 | 1 | 121.7958 | 121.7958 | 1 | 1066931 | 1066931 | 1 | 18.7853 | 19.6197 | 13606.12 | 92.39 | 199.9 | 4868.5 | 3322.35 | 109.14 | 594000 | 0.04 | 15 | 10 | 103.4 | 214 | 214 | 1
DE.DistrictMZLerch.F.MN.SyAv.001.032 | 3600 | 96.6 | 90.2 | 1.07 | 15 | 15 | 1 | 10 | 10 | 1 | 0.1 | 113 | 10.9948 | 10.9955 | 1 | 121.7958 | 121.7958 | 1 | 1066931 | 1066931 | 1 | 18.9424 | 19.6279 | 12078.16 | 72.18 | 170.54 | 4868.5 | 3322.35 | 109.14 | 594000 | 0.04 | 15 | 10 | 90.2 | 214 | 214 | 1
DE.DistrictMZLerch.F.MN.SyAv.001.033 | 3600 | 79 | 75 | 1.05 | 15 | 15 | 1 | 10 | 10 | 1 | 0.1 | 98 | 10.9948 | 10.9955 | 1 | 121.7958 | 121.7958 | 1 | 1066931 | 1066931 | 1 | 19.1389 | 19.6432 | 10259.16 | 50.09 | 135.11 | 4868.5 | 3322.35 | 109.14 | 594000 | 0.04 | 15 | 10 | 75 | 214 | 214 | 1
DE.DistrictMZLerch.F.MN.SyAv.001.041 | 3600 | 83.9 | 77.2 | 1.09 | 15 | 15 | 1 | 10 | 10 | 1 | 0.1 | 100 | 10.9948 | 10.9955 | 1 | 121.7958 | 121.7958 | 1 | 1066931 | 1066931 | 1 | 19.105 | 19.6384 | 10550.2 | 68.78 | 131.54 | 4868.5 | 3322.35 | 109.14 | 594000 | 0.04 | 15 | 10 | 77.2 | 214 | 214 | 1
DE.DistrictMZLerch.F.MN.SyAv.001.042 | 3600 | 51.7 | 49.6 | 1.04 | 15 | 15 | 1 | 10 | 10 | 1 | 0.1 | 73 | 10.9948 | 10.9955 | 1 | 121.7958 | 121.7958 | 1 | 1066931 | 1066931 | 1 | 19.5156 | 19.6863 | 7348.76 | 45.82 | 53.38 | 4868.5 | 3322.35 | 109.14 | 594000 | 0.04 | 15 | 10 | 49.6 | 214 | 214 | 1
DE.DistrictMZLerch.F.NWG.SyAv.001.011 | 3600 | 136.7 | 131.2 | 1.04 | 15 | 15 | 1 | 11 | 11 | 1 | 0.3 | 156 | 10.9948 | 10.9955 | 1 | 121.7958 | 121.7958 | 1 | 1066931 | 1066931 | 1 | 18.5102 | 19.6123 | 74913.7 | 529.17 | 1162.84 | 21421.4 | 14618.34 | 480.22 | 594000 | 0.04 | 15 | 11 | 131.2 | 941.6 | 941.6 | 1
DE.DistrictMZLerch.F.NWG.SyAv.001.012 | 3600 | 117.1 | 112.9 | 1.04 | 15 | 15 | 1 | 10 | 10 | 1 | 0.2 | 136 | 10.9948 | 10.9955 | 1 | 121.7958 | 121.7958 | 1 | 1066931 | 1066931 | 1 | 18.7253 | 19.6173 | 64669.09 | 440.27 | 931.71 | 21421.4 | 14618.34 | 480.22 | 594000 | 0.04 | 15 | 10 | 112.9 | 941.6 | 941.6 | 1
DE.DistrictMZLerch.F.NWG.SyAv.001.013 | 3600 | 121.1 | 96.5 | 1.25 | 13 | 13 | 1 | 7 | 7 | 1 | 0.2 | 115 | 10.9948 | 10.9955 | 1 | 121.7958 | 121.7958 | 1 | 1066931 | 1066931 | 1 | 18.6803 | 19.6066 | 64669.09 | 440.27 | 931.71 | 21421.4 | 14618.34 | 480.22 | 594000 | 0.04 | 13 | 7 | 96.5 | 941.6 | 941.6 | 1
DE.DistrictMZLerch.F.NWG.SyAv.001.021 | 3600 | 70.5 | 69.8 | 1.01 | 15 | 15 | 1 | 10 | 10 | 1 | 0.1 | 93 | 10.9948 | 10.9955 | 1 | 121.7958 | 121.7958 | 1 | 1066931 | 1066931 | 1 | 19.2582 | 19.6533 | 42579.15 | 229.31 | 464.25 | 21421.4 | 14618.34 | 480.22 | 594000 | 0.04 | 15 | 10 | 69.8 | 941.6 | 941.6 | 1
DE.DistrictMZLerch.F.NWG.SyAv.001.022 | 3600 | 48 | 49.6 | 0.97 | 15 | 15 | 1 | 10 | 10 | 1 | 0.1 | 73 | 10.9948 | 10.9955 | 1 | 121.7958 | 121.7958 | 1 | 1066931 | 1066931 | 1 | 19.476 | 19.6949 | 32654.69 | 167.57 | 306.18 | 21421.4 | 14618.34 | 404.89 | 594000 | 0.04 | 15 | 10 | 49.6 | 941.6 | 941.6 | 1
DE.DistrictMZLerch.F.NWG.SyAv.001.023 | 3600 | 36.8 | 35.5 | 1.04 | 15 | 15 | 1 | 10 | 10 | 1 | 0.1 | 58 | 10.9948 | 10.9955 | 1 | 121.7958 | 121.7958 | 1 | 1066931 | 1066931 | 1 | 19.6113 | 19.7382 | 25611.52 | 141.11 | 223.12 | 21421.4 | 14618.34 | 357.81 | 594000 | 0.04 | 15 | 10 | 35.5 | 941.6 | 941.6 | 1
DE.DistrictMZLerch.F.NWG.SyAv.001.031 | 3600 | 113.4 | 109.3 | 1.04 | 15 | 15 | 1 | 10 | 10 | 1 | 0.2 | 132 | 10.9948 | 10.9955 | 1 | 121.7958 | 121.7958 | 1 | 1066931 | 1066931 | 1 | 18.7645 | 19.6188 | 62748.22 | 417.51 | 897.95 | 21421.4 | 14618.34 | 480.22 | 594000 | 0.04 | 15 | 10 | 109.3 | 941.6 | 941.6 | 1
DE.DistrictMZLerch.F.NWG.SyAv.001.032 | 3600 | 97.6 | 94.3 | 1.03 | 15 | 15 | 1 | 10 | 10 | 1 | 0.1 | 117 | 10.9948 | 10.9955 | 1 | 121.7958 | 121.7958 | 1 | 1066931 | 1066931 | 1 | 18.9312 | 19.6273 | 55064.77 | 320.5 | 761.39 | 21421.4 | 14618.34 | 480.22 | 594000 | 0.04 | 15 | 10 | 94.3 | 941.6 | 941.6 | 1
DE.DistrictMZLerch.F.NWG.SyAv.001.033 | 3600 | 78.9 | 77 | 1.02 | 15 | 15 | 1 | 10 | 10 | 1 | 0.1 | 100 | 10.9948 | 10.9955 | 1 | 121.7958 | 121.7958 | 1 | 1066931 | 1066931 | 1 | 19.1383 | 19.6433 | 46420.88 | 215.55 | 598.27 | 21421.4 | 14618.34 | 480.22 | 594000 | 0.04 | 15 | 10 | 77 | 941.6 | 941.6 | 1
DE.DistrictMZLerch.F.NWG.SyAv.001.041 | 3600 | 85 | 80.1 | 1.06 | 15 | 15 | 1 | 10 | 10 | 1 | 0.1 | 103 | 10.9948 | 10.9955 | 1 | 121.7958 | 121.7958 | 1 | 1066931 | 1066931 | 1 | 19.0919 | 19.6374 | 48021.6 | 305.86 | 590.88 | 21421.4 | 14618.34 | 480.22 | 594000 | 0.04 | 15 | 10 | 80.1 | 941.6 | 941.6 | 1
DE.DistrictMZLerch.F.NWG.SyAv.001.042 | 3600 | 51.9 | 49.9 | 1.04 | 15 | 15 | 1 | 10 | 10 | 1 | 0.1 | 73 | 10.9948 | 10.9955 | 1 | 121.7958 | 121.7958 | 1 | 1066931 | 1066931 | 1 | 19.5102 | 19.6856 | 32334.54 | 197.2 | 242.63 | 21421.4 | 14618.34 | 480.22 | 594000 | 0.04 | 15 | 10 | 49.9 | 941.6 | 941.6 | 1
DE.DistrictMZLerch.F.RH.Ind.SyAv.001.011 | 3600 | 150.2 | 129.9 | 1.16 | 15 | 15 | 1 | 11 | 11 | 1 | 0.2 | 154 | 10.9948 | 10.9955 | 1 | 121.7958 | 121.7958 | 1 | 1066931 | 1066931 | 1 | 18.3359 | 19.6086 | 12111.07 | 79.49 | 216.03 | 3294.2 | 2248.02 | 73.85 | 594000 | 0.04 | 15 | 11 | 129.9 | 144.8 | 144.8 | 1
DE.DistrictMZLerch.F.RH.Ind.SyAv.001.012 | 3600 | 130.5 | 114.1 | 1.14 | 15 | 15 | 1 | 10 | 10 | 1 | 0.2 | 137 | 10.9948 | 10.9955 | 1 | 121.7958 | 121.7958 | 1 | 1066931 | 1066931 | 1 | 18.5539 | 19.6124 | 10634.11 | 67.23 | 176.87 | 3294.2 | 2248.02 | 73.85 | 594000 | 0.04 | 15 | 10 | 114.1 | 144.8 | 144.8 | 1
DE.DistrictMZLerch.F.RH.Ind.SyAv.001.013 | 3600 | 134.5 | 97.5 | 1.38 | 13 | 13 | 1 | 7 | 7 | 1 | 0.2 | 116 | 10.9948 | 10.9955 | 1 | 121.7958 | 121.7958 | 1 | 1066931 | 1066931 | 1 | 18.5112 | 19.6033 | 10634.11 | 67.23 | 176.87 | 3294.2 | 2248.02 | 73.85 | 594000 | 0.04 | 13 | 7 | 97.5 | 144.8 | 144.8 | 1
DE.DistrictMZLerch.F.RH.Ind.SyAv.001.021 | 3600 | 76.2 | 71.3 | 1.07 | 15 | 15 | 1 | 10 | 10 | 1 | 0.1 | 94 | 10.9948 | 10.9955 | 1 | 121.7958 | 121.7958 | 1 | 1066931 | 1066931 | 1 | 19.184 | 19.6463 | 6990.94 | 36.91 | 82.18 | 3294.2 | 2248.02 | 73.85 | 594000 | 0.04 | 15 | 10 | 71.3 | 144.8 | 144.8 | 1
DE.DistrictMZLerch.F.RH.Ind.SyAv.001.022 | 3600 | 53.1 | 53.7 | 0.99 | 15 | 15 | 1 | 10 | 10 | 1 | 0.1 | 77 | 10.9948 | 10.9955 | 1 | 121.7958 | 121.7958 | 1 | 1066931 | 1066931 | 1 | 19.401 | 19.6813 | 5464.75 | 26.97 | 56.65 | 3294.2 | 2248.02 | 62.26 | 594000 | 0.04 | 15 | 10 | 53.7 | 144.8 | 144.8 | 1
DE.DistrictMZLerch.F.RH.Ind.SyAv.001.023 | 3600 | 40.4 | 39.4 | 1.03 | 15 | 15 | 1 | 10 | 10 | 1 | 0.1 | 62 | 10.9948 | 10.9955 | 1 | 121.7958 | 121.7958 | 1 | 1066931 | 1066931 | 1 | 19.5511 | 19.7219 | 4233.95 | 22.71 | 40.89 | 3294.2 | 2248.02 | 55.02 | 594000 | 0.04 | 15 | 10 | 39.4 | 144.8 | 144.8 | 1
DE.DistrictMZLerch.F.RH.Ind.SyAv.001.031 | 3600 | 126.7 | 110.8 | 1.14 | 15 | 15 | 1 | 10 | 10 | 1 | 0.2 | 134 | 10.9948 | 10.9955 | 1 | 121.7958 | 121.7958 | 1 | 1066931 | 1066931 | 1 | 18.5946 | 19.6136 | 10338.72 | 63.99 | 170.83 | 3294.2 | 2248.02 | 73.85 | 594000 | 0.04 | 15 | 10 | 110.8 | 144.8 | 144.8 | 1
DE.DistrictMZLerch.F.RH.Ind.SyAv.001.032 | 3600 | 110.4 | 97.1 | 1.14 | 15 | 15 | 1 | 10 | 10 | 1 | 0.1 | 120 | 10.9948 | 10.9955 | 1 | 121.7958 | 121.7958 | 1 | 1066931 | 1066931 | 1 | 18.7667 | 19.6199 | 9206.38 | 49.99 | 146.56 | 3294.2 | 2248.02 | 73.85 | 594000 | 0.04 | 15 | 10 | 97.1 | 144.8 | 144.8 | 1
DE.DistrictMZLerch.F.RH.Ind.SyAv.001.033 | 3600 | 90.6 | 80.3 | 1.13 | 15 | 15 | 1 | 10 | 10 | 1 | 0.1 | 103 | 10.9948 | 10.9955 | 1 | 121.7958 | 121.7958 | 1 | 1066931 | 1066931 | 1 | 18.9857 | 19.6322 | 7827.89 | 34.69 | 116.75 | 3294.2 | 2248.02 | 73.85 | 594000 | 0.04 | 15 | 10 | 80.3 | 144.8 | 144.8 | 1
DE.DistrictMZLerch.F.RH.Ind.SyAv.001.041 | 3600 | 94.5 | 81.5 | 1.16 | 15 | 15 | 1 | 10 | 10 | 1 | 0.1 | 104 | 10.9948 | 10.9955 | 1 | 121.7958 | 121.7958 | 1 | 1066931 | 1066931 | 1 | 18.967 | 19.6294 | 7926.35 | 47.64 | 111.84 | 3294.2 | 2248.02 | 73.85 | 594000 | 0.04 | 15 | 10 | 81.5 | 144.8 | 144.8 | 1
DE.DistrictMZLerch.F.RH.Ind.SyAv.001.042 | 3600 | 55.9 | 53.3 | 1.05 | 15 | 15 | 1 | 10 | 10 | 1 | 0.1 | 76 | 10.9948 | 10.9955 | 1 | 121.7958 | 121.7958 | 1 | 1066931 | 1066931 | 1 | 19.4556 | 19.6769 | 5267.82 | 31.74 | 44.03 | 3294.2 | 2248.02 | 73.85 | 594000 | 0.04 | 15 | 10 | 53.3 | 144.8 | 144.8 | 1
DE.DistrictMZLerch.F.RH1.FD.E.SyAv.001.011 | 3600 | 177.5 | 155.2 | 1.14 | 15 | 15 | 1 | 11 | 11 | 1 | 0.3 | 179 | 10.9948 | 10.9955 | 1 | 121.7958 | 121.7958 | 1 | 1066931 | 1066931 | 1 | 18.0003 | 19.6032 | 11853.01 | 68.25 | 239.04 | 2725.45 | 1859.9 | 61.1 | 594000 | 0.04 | 15 | 11 | 155.2 | 119.8 | 119.8 | 1
DE.DistrictMZLerch.F.RH1.FD.E.SyAv.001.012 | 3600 | 153.3 | 136 | 1.13 | 15 | 15 | 1 | 10 | 10 | 1 | 0.2 | 159 | 10.9948 | 10.9955 | 1 | 121.7958 | 121.7958 | 1 | 1066931 | 1066931 | 1 | 18.2723 | 19.6065 | 10345.93 | 57.72 | 193.39 | 2725.45 | 1859.9 | 61.1 | 594000 | 0.04 | 15 | 10 | 136 | 119.8 | 119.8 | 1
DE.DistrictMZLerch.F.RH1.FD.E.SyAv.001.013 | 3600 | 157.2 | 116.2 | 1.35 | 13 | 13 | 1 | 7 | 7 | 1 | 0.2 | 135 | 10.9948 | 10.9955 | 1 | 121.7958 | 121.7958 | 1 | 1066931 | 1066931 | 1 | 18.2327 | 19.5992 | 10345.93 | 57.72 | 193.39 | 2725.45 | 1859.9 | 61.1 | 594000 | 0.04 | 13 | 7 | 116.2 | 119.8 | 119.8 | 1
DE.DistrictMZLerch.F.RH1.FD.E.SyAv.001.021 | 3600 | 92.1 | 87.5 | 1.05 | 15 | 15 | 1 | 10 | 10 | 1 | 0.1 | 110 | 10.9948 | 10.9955 | 1 | 121.7958 | 121.7958 | 1 | 1066931 | 1066931 | 1 | 18.9757 | 19.6311 | 6965.17 | 31.69 | 96.14 | 2725.45 | 1859.9 | 61.1 | 594000 | 0.04 | 15 | 10 | 87.5 | 119.8 | 119.8 | 1
DE.DistrictMZLerch.F.RH1.FD.E.SyAv.001.022 | 3600 | 66.2 | 66.1 | 1 | 15 | 15 | 1 | 10 | 10 | 1 | 0.1 | 89 | 10.9948 | 10.9955 | 1 | 121.7958 | 121.7958 | 1 | 1066931 | 1066931 | 1 | 19.2161 | 19.6575 | 5498.82 | 23.16 | 69.32 | 2725.45 | 1859.9 | 51.51 | 594000 | 0.04 | 15 | 10 | 66.1 | 119.8 | 119.8 | 1
DE.DistrictMZLerch.F.RH1.FD.E.SyAv.001.023 | 3600 | 50.5 | 49 | 1.03 | 15 | 15 | 1 | 10 | 10 | 1 | 0.1 | 72 | 10.9948 | 10.9955 | 1 | 121.7958 | 121.7958 | 1 | 1066931 | 1066931 | 1 | 19.3898 | 19.687 | 4154.66 | 19.5 | 50.87 | 2725.45 | 1859.9 | 45.52 | 594000 | 0.04 | 15 | 10 | 49 | 119.8 | 119.8 | 1
DE.DistrictMZLerch.F.RH1.FD.E.SyAv.001.031 | 3600 | 148.9 | 132.3 | 1.13 | 15 | 15 | 1 | 10 | 10 | 1 | 0.2 | 155 | 10.9948 | 10.9955 | 1 | 121.7958 | 121.7958 | 1 | 1066931 | 1066931 | 1 | 18.3203 | 19.6075 | 10101.54 | 54.94 | 186.62 | 2725.45 | 1859.9 | 61.1 | 594000 | 0.04 | 15 | 10 | 132.3 | 119.8 | 119.8 | 1
DE.DistrictMZLerch.F.RH1.FD.E.SyAv.001.032 | 3600 | 129.9 | 116.4 | 1.12 | 15 | 15 | 1 | 10 | 10 | 1 | 0.2 | 139 | 10.9948 | 10.9955 | 1 | 121.7958 | 121.7958 | 1 | 1066931 | 1066931 | 1 | 18.5244 | 19.6124 | 8961.04 | 42.93 | 159.19 | 2725.45 | 1859.9 | 61.1 | 594000 | 0.04 | 15 | 10 | 116.4 | 119.8 | 119.8 | 1
DE.DistrictMZLerch.F.RH1.FD.E.SyAv.001.033 | 3600 | 107.2 | 97.4 | 1.1 | 15 | 15 | 1 | 10 | 10 | 1 | 0.1 | 120 | 10.9948 | 10.9955 | 1 | 121.7958 | 121.7958 | 1 | 1066931 | 1066931 | 1 | 18.7729 | 19.6212 | 7657.62 | 29.79 | 127.58 | 2725.45 | 1859.9 | 61.1 | 594000 | 0.04 | 15 | 10 | 97.4 | 119.8 | 119.8 | 1
DE.DistrictMZLerch.F.RH1.FD.E.SyAv.001.041 | 3600 | 111.9 | 98 | 1.14 | 15 | 15 | 1 | 10 | 10 | 1 | 0.1 | 121 | 10.9948 | 10.9955 | 1 | 121.7958 | 121.7958 | 1 | 1066931 | 1066931 | 1 | 18.7468 | 19.6192 | 7698.35 | 40.9 | 124.64 | 2725.45 | 1859.9 | 61.1 | 594000 | 0.04 | 15 | 10 | 98 | 119.8 | 119.8 | 1
DE.DistrictMZLerch.F.RH1.FD.E.SyAv.001.042 | 3600 | 67.4 | 63.3 | 1.06 | 15 | 15 | 1 | 10 | 10 | 1 | 0.1 | 86 | 10.9948 | 10.9955 | 1 | 121.7958 | 121.7958 | 1 | 1066931 | 1066931 | 1 | 19.2948 | 19.6573 | 5132.23 | 27.25 | 55.57 | 2725.45 | 1859.9 | 61.1 | 594000 | 0.04 | 15 | 10 | 63.3 | 119.8 | 119.8 | 1
DE.DistrictMZLerch.F.RH1.FD.M.SyAv.001.011 | 3600 | 167.2 | 145.7 | 1.15 | 15 | 15 | 1 | 11 | 11 | 1 | 0.3 | 170 | 10.9948 | 10.9955 | 1 | 121.7958 | 121.7958 | 1 | 1066931 | 1066931 | 1 | 18.1297 | 19.6051 | 10806.56 | 66.17 | 207.61 | 2639 | 1800.9 | 59.16 | 594000 | 0.04 | 15 | 11 | 145.7 | 116 | 116 | 1
DE.DistrictMZLerch.F.RH1.FD.M.SyAv.001.012 | 3600 | 144.1 | 127.5 | 1.13 | 15 | 15 | 1 | 10 | 10 | 1 | 0.2 | 150 | 10.9948 | 10.9955 | 1 | 121.7958 | 121.7958 | 1 | 1066931 | 1066931 | 1 | 18.3882 | 19.6087 | 9426.16 | 55.96 | 167.47 | 2639 | 1800.9 | 59.16 | 594000 | 0.04 | 15 | 10 | 127.5 | 116 | 116 | 1
DE.DistrictMZLerch.F.RH1.FD.M.SyAv.001.013 | 3600 | 148.1 | 108.9 | 1.36 | 13 | 13 | 1 | 7 | 7 | 1 | 0.2 | 128 | 10.9948 | 10.9955 | 1 | 121.7958 | 121.7958 | 1 | 1066931 | 1066931 | 1 | 18.3474 | 19.6007 | 9426.16 | 55.96 | 167.47 | 2639 | 1800.9 | 59.16 | 594000 | 0.04 | 13 | 7 | 108.9 | 116 | 116 | 1
DE.DistrictMZLerch.F.RH1.FD.M.SyAv.001.021 | 3600 | 88.6 | 83.9 | 1.06 | 15 | 15 | 1 | 10 | 10 | 1 | 0.1 | 107 | 10.9948 | 10.9955 | 1 | 121.7958 | 121.7958 | 1 | 1066931 | 1066931 | 1 | 19.0217 | 19.634 | 6507.6 | 30.72 | 86.71 | 2639 | 1800.9 | 59.16 | 594000 | 0.04 | 15 | 10 | 83.9 | 116 | 116 | 1
DE.DistrictMZLerch.F.RH1.FD.M.SyAv.001.022 | 3600 | 63.1 | 63.5 | 0.99 | 15 | 15 | 1 | 10 | 10 | 1 | 0.1 | 86 | 10.9948 | 10.9955 | 1 | 121.7958 | 121.7958 | 1 | 1066931 | 1066931 | 1 | 19.2595 | 19.6622 | 5127.2 | 22.45 | 61.67 | 2639 | 1800.9 | 49.88 | 594000 | 0.04 | 15 | 10 | 63.5 | 116 | 116 | 1
DE.DistrictMZLerch.F.RH1.FD.M.SyAv.001.023 | 3600 | 48.3 | 47.1 | 1.03 | 15 | 15 | 1 | 10 | 10 | 1 | 0.1 | 70 | 10.9948 | 10.9955 | 1 | 121.7958 | 121.7958 | 1 | 1066931 | 1066931 | 1 | 19.4239 | 19.6932 | 3904.56 | 18.9 | 45.46 | 2639 | 1800.9 | 44.08 | 594000 | 0.04 | 15 | 10 | 47.1 | 116 | 116 | 1
DE.DistrictMZLerch.F.RH1.FD.M.SyAv.001.031 | 3600 | 139.9 | 123.9 | 1.13 | 15 | 15 | 1 | 10 | 10 | 1 | 0.2 | 147 | 10.9948 | 10.9955 | 1 | 121.7958 | 121.7958 | 1 | 1066931 | 1066931 | 1 | 18.4336 | 19.6097 | 9189.52 | 53.26 | 161.61 | 2639 | 1800.9 | 59.16 | 594000 | 0.04 | 15 | 10 | 123.9 | 116 | 116 | 1
DE.DistrictMZLerch.F.RH1.FD.M.SyAv.001.032 | 3600 | 121.8 | 108.8 | 1.12 | 15 | 15 | 1 | 10 | 10 | 1 | 0.2 | 132 | 10.9948 | 10.9955 | 1 | 121.7958 | 121.7958 | 1 | 1066931 | 1066931 | 1 | 18.627 | 19.6151 | 8164.08 | 41.61 | 137.81 | 2639 | 1800.9 | 59.16 | 594000 | 0.04 | 15 | 10 | 108.8 | 116 | 116 | 1
DE.DistrictMZLerch.F.RH1.FD.M.SyAv.001.033 | 3600 | 100.4 | 91 | 1.1 | 15 | 15 | 1 | 10 | 10 | 1 | 0.1 | 114 | 10.9948 | 10.9955 | 1 | 121.7958 | 121.7958 | 1 | 1066931 | 1066931 | 1 | 18.8608 | 19.6251 | 6980.88 | 28.88 | 110.57 | 2639 | 1800.9 | 59.16 | 594000 | 0.04 | 15 | 10 | 91 | 116 | 116 | 1
DE.DistrictMZLerch.F.RH1.FD.M.SyAv.001.041 | 3600 | 105.6 | 92.3 | 1.14 | 15 | 15 | 1 | 10 | 10 | 1 | 0.1 | 115 | 10.9948 | 10.9955 | 1 | 121.7958 | 121.7958 | 1 | 1066931 | 1066931 | 1 | 18.8273 | 19.6223 | 7059.76 | 39.65 | 108.67 | 2639 | 1800.9 | 59.16 | 594000 | 0.04 | 15 | 10 | 92.3 | 116 | 116 | 1
DE.DistrictMZLerch.F.RH1.FD.M.SyAv.001.042 | 3600 | 65.1 | 61.4 | 1.06 | 15 | 15 | 1 | 10 | 10 | 1 | 0.1 | 84 | 10.9948 | 10.9955 | 1 | 121.7958 | 121.7958 | 1 | 1066931 | 1066931 | 1 | 19.3272 | 19.6607 | 4811.68 | 26.42 | 49.81 | 2639 | 1800.9 | 59.16 | 594000 | 0.04 | 15 | 10 | 61.4 | 116 | 116 | 1
DE.DistrictMZLerch.F.RH1.SD.E.SyAv.001.011 | 3600 | 165.9 | 144.6 | 1.15 | 15 | 15 | 1 | 11 | 11 | 1 | 0.3 | 169 | 10.9948 | 10.9955 | 1 | 121.7958 | 121.7958 | 1 | 1066931 | 1066931 | 1 | 18.1407 | 19.6053 | 13252.38 | 79.99 | 255.13 | 3260.07 | 2224.73 | 73.08 | 594000 | 0.04 | 15 | 11 | 144.6 | 143.3 | 143.3 | 1
DE.DistrictMZLerch.F.RH1.SD.E.SyAv.001.012 | 3600 | 143 | 126.2 | 1.13 | 15 | 15 | 1 | 10 | 10 | 1 | 0.2 | 149 | 10.9948 | 10.9955 | 1 | 121.7958 | 121.7958 | 1 | 1066931 | 1066931 | 1 | 18.3991 | 19.6089 | 11547.11 | 67.65 | 205.57 | 3260.07 | 2224.73 | 73.08 | 594000 | 0.04 | 15 | 10 | 126.2 | 143.3 | 143.3 | 1
DE.DistrictMZLerch.F.RH1.SD.E.SyAv.001.013 | 3600 | 146.9 | 107.8 | 1.36 | 13 | 13 | 1 | 7 | 7 | 1 | 0.2 | 126 | 10.9948 | 10.9955 | 1 | 121.7958 | 121.7958 | 1 | 1066931 | 1066931 | 1 | 18.3582 | 19.6009 | 11547.11 | 67.65 | 205.57 | 3260.07 | 2224.73 | 73.08 | 594000 | 0.04 | 13 | 7 | 107.8 | 143.3 | 143.3 | 1
DE.DistrictMZLerch.F.RH1.SD.E.SyAv.001.021 | 3600 | 90.7 | 85 | 1.07 | 15 | 15 | 1 | 10 | 10 | 1 | 0.1 | 108 | 10.9948 | 10.9955 | 1 | 121.7958 | 121.7958 | 1 | 1066931 | 1066931 | 1 | 18.9918 | 19.6322 | 8136.57 | 37.14 | 112.71 | 3260.07 | 2224.73 | 73.08 | 594000 | 0.04 | 15 | 10 | 85 | 143.3 | 143.3 | 1
DE.DistrictMZLerch.F.RH1.SD.E.SyAv.001.022 | 3600 | 60.4 | 61 | 0.99 | 15 | 15 | 1 | 10 | 10 | 1 | 0.1 | 84 | 10.9948 | 10.9955 | 1 | 121.7958 | 121.7958 | 1 | 1066931 | 1066931 | 1 | 19.2959 | 19.6667 | 6090.25 | 27.14 | 71.08 | 3260.07 | 2224.73 | 61.62 | 594000 | 0.04 | 15 | 10 | 61 | 143.3 | 143.3 | 1
DE.DistrictMZLerch.F.RH1.SD.E.SyAv.001.023 | 3600 | 46.2 | 45 | 1.03 | 15 | 15 | 1 | 10 | 10 | 1 | 0.1 | 68 | 10.9948 | 10.9955 | 1 | 121.7958 | 121.7958 | 1 | 1066931 | 1066931 | 1 | 19.4572 | 19.7001 | 4628.59 | 22.86 | 52.07 | 3260.07 | 2224.73 | 54.45 | 594000 | 0.04 | 15 | 10 | 45 | 143.3 | 143.3 | 1
DE.DistrictMZLerch.F.RH1.SD.E.SyAv.001.031 | 3600 | 138.8 | 122.7 | 1.13 | 15 | 15 | 1 | 10 | 10 | 1 | 0.2 | 146 | 10.9948 | 10.9955 | 1 | 121.7958 | 121.7958 | 1 | 1066931 | 1066931 | 1 | 18.4436 | 19.61 | 11254.78 | 64.39 | 198.49 | 3260.07 | 2224.73 | 73.08 | 594000 | 0.04 | 15 | 10 | 122.7 | 143.3 | 143.3 | 1
DE.DistrictMZLerch.F.RH1.SD.E.SyAv.001.032 | 3600 | 121.1 | 107.9 | 1.12 | 15 | 15 | 1 | 10 | 10 | 1 | 0.2 | 131 | 10.9948 | 10.9955 | 1 | 121.7958 | 121.7958 | 1 | 1066931 | 1066931 | 1 | 18.6324 | 19.6153 | 9988.01 | 50.31 | 169.89 | 3260.07 | 2224.73 | 73.08 | 594000 | 0.04 | 15 | 10 | 107.9 | 143.3 | 143.3 | 1
DE.DistrictMZLerch.F.RH1.SD.E.SyAv.001.033 | 3600 | 99.6 | 89.8 | 1.11 | 15 | 15 | 1 | 10 | 10 | 1 | 0.1 | 113 | 10.9948 | 10.9955 | 1 | 121.7958 | 121.7958 | 1 | 1066931 | 1066931 | 1 | 18.8699 | 19.6256 | 8526.35 | 34.91 | 135.45 | 3260.07 | 2224.73 | 73.08 | 594000 | 0.04 | 15 | 10 | 89.8 | 143.3 | 143.3 | 1
DE.DistrictMZLerch.F.RH1.SD.E.SyAv.001.041 | 3600 | 104 | 90.6 | 1.15 | 15 | 15 | 1 | 10 | 10 | 1 | 0.1 | 113 | 10.9948 | 10.9955 | 1 | 121.7958 | 121.7958 | 1 | 1066931 | 1066931 | 1 | 18.8461 | 19.6232 | 8575.07 | 47.94 | 131.51 | 3260.07 | 2224.73 | 73.08 | 594000 | 0.04 | 15 | 10 | 90.6 | 143.3 | 143.3 | 1
DE.DistrictMZLerch.F.RH1.SD.E.SyAv.001.042 | 3600 | 62.4 | 59.2 | 1.05 | 15 | 15 | 1 | 10 | 10 | 1 | 0.1 | 82 | 10.9948 | 10.9955 | 1 | 121.7958 | 121.7958 | 1 | 1066931 | 1066931 | 1 | 19.3627 | 19.6648 | 5749.2 | 31.94 | 56.67 | 3260.07 | 2224.73 | 73.08 | 594000 | 0.04 | 15 | 10 | 59.2 | 143.3 | 143.3 | 1
DE.DistrictMZLerch.F.RH1.SD.M.SyAv.001.011 | 3600 | 155.8 | 135.1 | 1.15 | 15 | 15 | 1 | 11 | 11 | 1 | 0.3 | 159 | 10.9948 | 10.9955 | 1 | 121.7958 | 121.7958 | 1 | 1066931 | 1066931 | 1 | 18.2689 | 19.6074 | 12077.31 | 77.97 | 220.7 | 3169.07 | 2162.63 | 71.04 | 594000 | 0.04 | 15 | 11 | 135.1 | 139.3 | 139.3 | 1
DE.DistrictMZLerch.F.RH1.SD.M.SyAv.001.012 | 3600 | 134 | 117.9 | 1.14 | 15 | 15 | 1 | 10 | 10 | 1 | 0.2 | 141 | 10.9948 | 10.9955 | 1 | 121.7958 | 121.7958 | 1 | 1066931 | 1066931 | 1 | 18.5129 | 19.6114 | 10514.36 | 65.94 | 177.27 | 3169.07 | 2162.63 | 71.04 | 594000 | 0.04 | 15 | 10 | 117.9 | 139.3 | 139.3 | 1
DE.DistrictMZLerch.F.RH1.SD.M.SyAv.001.013 | 3600 | 137.9 | 100.7 | 1.37 | 13 | 13 | 1 | 7 | 7 | 1 | 0.2 | 119 | 10.9948 | 10.9955 | 1 | 121.7958 | 121.7958 | 1 | 1066931 | 1066931 | 1 | 18.4707 | 19.6026 | 10514.36 | 65.94 | 177.27 | 3169.07 | 2162.63 | 71.04 | 594000 | 0.04 | 13 | 7 | 100.7 | 139.3 | 139.3 | 1
DE.DistrictMZLerch.F.RH1.SD.M.SyAv.001.021 | 3600 | 87.9 | 82 | 1.07 | 15 | 15 | 1 | 10 | 10 | 1 | 0.1 | 105 | 10.9948 | 10.9955 | 1 | 121.7958 | 121.7958 | 1 | 1066931 | 1066931 | 1 | 19.029 | 19.6346 | 7672.64 | 36.2 | 103.37 | 3169.07 | 2162.63 | 71.04 | 594000 | 0.04 | 15 | 10 | 82 | 139.3 | 139.3 | 1
DE.DistrictMZLerch.F.RH1.SD.M.SyAv.001.022 | 3600 | 57.7 | 58.6 | 0.98 | 15 | 15 | 1 | 10 | 10 | 1 | 0.1 | 82 | 10.9948 | 10.9955 | 1 | 121.7958 | 121.7958 | 1 | 1066931 | 1066931 | 1 | 19.3347 | 19.6716 | 5683.44 | 26.45 | 63.45 | 3169.07 | 2162.63 | 59.9 | 594000 | 0.04 | 15 | 10 | 58.6 | 139.3 | 139.3 | 1
DE.DistrictMZLerch.F.RH1.SD.M.SyAv.001.023 | 3600 | 44.3 | 43.3 | 1.02 | 15 | 15 | 1 | 10 | 10 | 1 | 0.1 | 66 | 10.9948 | 10.9955 | 1 | 121.7958 | 121.7958 | 1 | 1066931 | 1066931 | 1 | 19.4877 | 19.7068 | 4357.3 | 22.28 | 46.76 | 3169.07 | 2162.63 | 52.93 | 594000 | 0.04 | 15 | 10 | 43.3 | 139.3 | 139.3 | 1
DE.DistrictMZLerch.F.RH1.SD.M.SyAv.001.031 | 3600 | 130.1 | 114.6 | 1.14 | 15 | 15 | 1 | 10 | 10 | 1 | 0.2 | 137 | 10.9948 | 10.9955 | 1 | 121.7958 | 121.7958 | 1 | 1066931 | 1066931 | 1 | 18.5545 | 19.6125 | 10277.55 | 62.76 | 171.22 | 3169.07 | 2162.63 | 71.04 | 594000 | 0.04 | 15 | 10 | 114.6 | 139.3 | 139.3 | 1
DE.DistrictMZLerch.F.RH1.SD.M.SyAv.001.032 | 3600 | 113.3 | 100.7 | 1.13 | 15 | 15 | 1 | 10 | 10 | 1 | 0.2 | 124 | 10.9948 | 10.9955 | 1 | 121.7958 | 121.7958 | 1 | 1066931 | 1066931 | 1 | 18.732 | 19.6185 | 9140.87 | 49.04 | 146.67 | 3169.07 | 2162.63 | 71.04 | 594000 | 0.04 | 15 | 10 | 100.7 | 139.3 | 139.3 | 1
DE.DistrictMZLerch.F.RH1.SD.M.SyAv.001.033 | 3600 | 93.2 | 83.7 | 1.11 | 15 | 15 | 1 | 10 | 10 | 1 | 0.1 | 107 | 10.9948 | 10.9955 | 1 | 121.7958 | 121.7958 | 1 | 1066931 | 1066931 | 1 | 18.954 | 19.6302 | 7814.73 | 34.03 | 117.22 | 3169.07 | 2162.63 | 71.04 | 594000 | 0.04 | 15 | 10 | 83.7 | 139.3 | 139.3 | 1
DE.DistrictMZLerch.F.RH1.SD.M.SyAv.001.041 | 3600 | 98 | 85.1 | 1.15 | 15 | 15 | 1 | 10 | 10 | 1 | 0.1 | 108 | 10.9948 | 10.9955 | 1 | 121.7958 | 121.7958 | 1 | 1066931 | 1066931 | 1 | 18.9237 | 19.627 | 7909.45 | 46.73 | 114.34 | 3169.07 | 2162.63 | 71.04 | 594000 | 0.04 | 15 | 10 | 85.1 | 139.3 | 139.3 | 1
DE.DistrictMZLerch.F.RH1.SD.M.SyAv.001.042 | 3600 | 60.5 | 57.6 | 1.05 | 15 | 15 | 1 | 10 | 10 | 1 | 0.1 | 81 | 10.9948 | 10.9955 | 1 | 121.7958 | 121.7958 | 1 | 1066931 | 1066931 | 1 | 19.3906 | 19.6681 | 5446.63 | 31.13 | 51.05 | 3169.07 | 2162.63 | 71.04 | 594000 | 0.04 | 15 | 10 | 57.6 | 139.3 | 139.3 | 1
DE.DistrictMZLerch.F.RH2.SD.E.SyAv.001.011 | 3600 | 154.4 | 133.9 | 1.15 | 15 | 15 | 1 | 11 | 11 | 1 | 0.2 | 158 | 10.9948 | 10.9955 | 1 | 121.7958 | 121.7958 | 1 | 1066931 | 1066931 | 1 | 18.2829 | 19.6077 | 11870.76 | 75.93 | 216.59 | 3139.5 | 2142.45 | 70.38 | 594000 | 0.04 | 15 | 11 | 133.9 | 138 | 138 | 1
DE.DistrictMZLerch.F.RH2.SD.E.SyAv.001.012 | 3600 | 134.4 | 117.8 | 1.14 | 15 | 15 | 1 | 10 | 10 | 1 | 0.2 | 141 | 10.9948 | 10.9955 | 1 | 121.7958 | 121.7958 | 1 | 1066931 | 1066931 | 1 | 18.505 | 19.6112 | 10416.24 | 64.22 | 177.82 | 3139.5 | 2142.45 | 70.38 | 594000 | 0.04 | 15 | 10 | 117.8 | 138 | 138 | 1
DE.DistrictMZLerch.F.RH2.SD.E.SyAv.001.013 | 3600 | 138.3 | 100.6 | 1.37 | 13 | 13 | 1 | 7 | 7 | 1 | 0.2 | 119 | 10.9948 | 10.9955 | 1 | 121.7958 | 121.7958 | 1 | 1066931 | 1066931 | 1 | 18.4629 | 19.6025 | 10416.24 | 64.22 | 177.82 | 3139.5 | 2142.45 | 70.38 | 594000 | 0.04 | 13 | 7 | 100.6 | 138 | 138 | 1
DE.DistrictMZLerch.F.RH2.SD.E.SyAv.001.021 | 3600 | 77.8 | 72.6 | 1.07 | 15 | 15 | 1 | 10 | 10 | 1 | 0.1 | 95 | 10.9948 | 10.9955 | 1 | 121.7958 | 121.7958 | 1 | 1066931 | 1066931 | 1 | 19.1621 | 19.6445 | 6803.4 | 35.26 | 81.65 | 3139.5 | 2142.45 | 70.38 | 594000 | 0.04 | 15 | 10 | 72.6 | 138 | 138 | 1
DE.DistrictMZLerch.F.RH2.SD.E.SyAv.001.022 | 3600 | 54.5 | 54.9 | 0.99 | 15 | 15 | 1 | 10 | 10 | 1 | 0.1 | 78 | 10.9948 | 10.9955 | 1 | 121.7958 | 121.7958 | 1 | 1066931 | 1066931 | 1 | 19.3812 | 19.6783 | 5301.96 | 25.76 | 56.67 | 3139.5 | 2142.45 | 59.34 | 594000 | 0.04 | 15 | 10 | 54.9 | 138 | 138 | 1
DE.DistrictMZLerch.F.RH2.SD.E.SyAv.001.023 | 3600 | 41.4 | 40.3 | 1.03 | 15 | 15 | 1 | 10 | 10 | 1 | 0.1 | 63 | 10.9948 | 10.9955 | 1 | 121.7958 | 121.7958 | 1 | 1066931 | 1066931 | 1 | 19.5351 | 19.718 | 4082.04 | 21.7 | 40.84 | 3139.5 | 2142.45 | 52.44 | 594000 | 0.04 | 15 | 10 | 40.3 | 138 | 138 | 1
DE.DistrictMZLerch.F.RH2.SD.E.SyAv.001.031 | 3600 | 130.5 | 114.4 | 1.14 | 15 | 15 | 1 | 10 | 10 | 1 | 0.2 | 137 | 10.9948 | 10.9955 | 1 | 121.7958 | 121.7958 | 1 | 1066931 | 1066931 | 1 | 18.5466 | 19.6124 | 10181.64 | 61.13 | 171.8 | 3139.5 | 2142.45 | 70.38 | 594000 | 0.04 | 15 | 10 | 114.4 | 138 | 138 | 1
DE.DistrictMZLerch.F.RH2.SD.E.SyAv.001.032 | 3600 | 113.9 | 100.4 | 1.13 | 15 | 15 | 1 | 10 | 10 | 1 | 0.1 | 123 | 10.9948 | 10.9955 | 1 | 121.7958 | 121.7958 | 1 | 1066931 | 1066931 | 1 | 18.7222 | 19.6183 | 9055.56 | 47.76 | 147.59 | 3139.5 | 2142.45 | 70.38 | 594000 | 0.04 | 15 | 10 | 100.4 | 138 | 138 | 1
DE.DistrictMZLerch.F.RH2.SD.E.SyAv.001.033 | 3600 | 93.6 | 83.2 | 1.12 | 15 | 15 | 1 | 10 | 10 | 1 | 0.1 | 106 | 10.9948 | 10.9955 | 1 | 121.7958 | 121.7958 | 1 | 1066931 | 1066931 | 1 | 18.9464 | 19.6298 | 7694.88 | 33.14 | 117.76 | 3139.5 | 2142.45 | 70.38 | 594000 | 0.04 | 15 | 10 | 83.2 | 138 | 138 | 1
DE.DistrictMZLerch.F.RH2.SD.E.SyAv.001.041 | 3600 | 97.2 | 83.9 | 1.16 | 15 | 15 | 1 | 10 | 10 | 1 | 0.1 | 107 | 10.9948 | 10.9955 | 1 | 121.7958 | 121.7958 | 1 | 1066931 | 1066931 | 1 | 18.9323 | 19.6275 | 7741.8 | 45.51 | 112.32 | 3139.5 | 2142.45 | 70.38 | 594000 | 0.04 | 15 | 10 | 83.9 | 138 | 138 | 1
DE.DistrictMZLerch.F.RH2.SD.E.SyAv.001.042 | 3600 | 56.9 | 54.2 | 1.05 | 15 | 15 | 1 | 10 | 10 | 1 | 0.1 | 77 | 10.9948 | 10.9955 | 1 | 121.7958 | 121.7958 | 1 | 1066931 | 1066931 | 1 | 19.441 | 19.6748 | 5114.28 | 30.32 | 43.92 | 3139.5 | 2142.45 | 70.38 | 594000 | 0.04 | 15 | 10 | 54.2 | 138 | 138 | 1
DE.DistrictMZLerch.F.RH2.SD.M.SyAv.001.011 | 3600 | 133.8 | 114.9 | 1.16 | 15 | 15 | 1 | 11 | 11 | 1 | 0.2 | 139 | 10.9948 | 10.9955 | 1 | 121.7958 | 121.7958 | 1 | 1066931 | 1066931 | 1 | 18.5438 | 19.6132 | 10142.88 | 74.69 | 162.09 | 3084.9 | 2105.19 | 69.16 | 594000 | 0.04 | 15 | 11 | 114.9 | 135.6 | 135.6 | 1
DE.DistrictMZLerch.F.RH2.SD.M.SyAv.001.012 | 3600 | 115.9 | 100.7 | 1.15 | 15 | 15 | 1 | 10 | 10 | 1 | 0.2 | 124 | 10.9948 | 10.9955 | 1 | 121.7958 | 121.7958 | 1 | 1066931 | 1066931 | 1 | 18.74 | 19.6178 | 8898.07 | 63.17 | 131.71 | 3084.9 | 2105.19 | 69.16 | 594000 | 0.04 | 15 | 10 | 100.7 | 135.6 | 135.6 | 1
DE.DistrictMZLerch.F.RH2.SD.M.SyAv.001.013 | 3600 | 119.9 | 86.1 | 1.39 | 13 | 13 | 1 | 7 | 7 | 1 | 0.2 | 105 | 10.9948 | 10.9955 | 1 | 121.7958 | 121.7958 | 1 | 1066931 | 1066931 | 1 | 18.6949 | 19.6069 | 8898.07 | 63.17 | 131.71 | 3084.9 | 2105.19 | 69.16 | 594000 | 0.04 | 13 | 7 | 86.1 | 135.6 | 135.6 | 1
DE.DistrictMZLerch.F.RH2.SD.M.SyAv.001.021 | 3600 | 70.9 | 67.1 | 1.06 | 15 | 15 | 1 | 10 | 10 | 1 | 0.1 | 90 | 10.9948 | 10.9955 | 1 | 121.7958 | 121.7958 | 1 | 1066931 | 1066931 | 1 | 19.257 | 19.6528 | 6131.83 | 34.68 | 65.99 | 3084.9 | 2105.19 | 69.16 | 594000 | 0.04 | 15 | 10 | 67.1 | 135.6 | 135.6 | 1
DE.DistrictMZLerch.F.RH2.SD.M.SyAv.001.022 | 3600 | 48.5 | 49.3 | 0.98 | 15 | 15 | 1 | 10 | 10 | 1 | 0.1 | 72 | 10.9948 | 10.9955 | 1 | 121.7958 | 121.7958 | 1 | 1066931 | 1066931 | 1 | 19.4716 | 19.6935 | 4748.71 | 25.34 | 43.83 | 3084.9 | 2105.19 | 58.31 | 594000 | 0.04 | 15 | 10 | 49.3 | 135.6 | 135.6 | 1
DE.DistrictMZLerch.F.RH2.SD.M.SyAv.001.023 | 3600 | 37.2 | 36.3 | 1.02 | 15 | 15 | 1 | 10 | 10 | 1 | 0.1 | 59 | 10.9948 | 10.9955 | 1 | 121.7958 | 121.7958 | 1 | 1066931 | 1066931 | 1 | 19.6068 | 19.7362 | 3734.42 | 21.34 | 31.91 | 3084.9 | 2105.19 | 51.53 | 594000 | 0.04 | 15 | 10 | 36.3 | 135.6 | 135.6 | 1
DE.DistrictMZLerch.F.RH2.SD.M.SyAv.001.031 | 3600 | 112.4 | 97.7 | 1.15 | 15 | 15 | 1 | 10 | 10 | 1 | 0.2 | 121 | 10.9948 | 10.9955 | 1 | 121.7958 | 121.7958 | 1 | 1066931 | 1066931 | 1 | 18.7766 | 19.6193 | 8667.55 | 60.13 | 127.19 | 3084.9 | 2105.19 | 69.16 | 594000 | 0.04 | 15 | 10 | 97.7 | 135.6 | 135.6 | 1
DE.DistrictMZLerch.F.RH2.SD.M.SyAv.001.032 | 3600 | 97.7 | 85.3 | 1.15 | 15 | 15 | 1 | 10 | 10 | 1 | 0.1 | 108 | 10.9948 | 10.9955 | 1 | 121.7958 | 121.7958 | 1 | 1066931 | 1066931 | 1 | 18.9325 | 19.6272 | 7699.37 | 46.98 | 108.91 | 3084.9 | 2105.19 | 69.16 | 594000 | 0.04 | 15 | 10 | 85.3 | 135.6 | 135.6 | 1
DE.DistrictMZLerch.F.RH2.SD.M.SyAv.001.033 | 3600 | 79.9 | 71.7 | 1.11 | 15 | 15 | 1 | 10 | 10 | 1 | 0.1 | 95 | 10.9948 | 10.9955 | 1 | 121.7958 | 121.7958 | 1 | 1066931 | 1066931 | 1 | 19.1285 | 19.6422 | 6592.87 | 32.6 | 86.67 | 3084.9 | 2105.19 | 69.16 | 594000 | 0.04 | 15 | 10 | 71.7 | 135.6 | 135.6 | 1
DE.DistrictMZLerch.F.RH2.SD.M.SyAv.001.041 | 3600 | 84.8 | 73.3 | 1.16 | 15 | 15 | 1 | 10 | 10 | 1 | 0.1 | 96 | 10.9948 | 10.9955 | 1 | 121.7958 | 121.7958 | 1 | 1066931 | 1066931 | 1 | 19.0961 | 19.6376 | 6777.29 | 44.76 | 83.99 | 3084.9 | 2105.19 | 69.16 | 594000 | 0.04 | 15 | 10 | 73.3 | 135.6 | 135.6 | 1
DE.DistrictMZLerch.F.RH2.SD.M.SyAv.001.042 | 3600 | 52.5 | 50.3 | 1.04 | 15 | 15 | 1 | 10 | 10 | 1 | 0.1 | 73 | 10.9948 | 10.9955 | 1 | 121.7958 | 121.7958 | 1 | 1066931 | 1066931 | 1 | 19.5059 | 19.6843 | 4702.61 | 29.82 | 34.54 | 3084.9 | 2105.19 | 69.16 | 594000 | 0.04 | 15 | 10 | 50.3 | 135.6 | 135.6 | 1
DE.DistrictMZLerch.H.EFH.SyAv.001.011 | 3600 | 131.6 | 121.2 | 1.09 | 15 | 15 | 1 | 11 | 11 | 1 | 0.2 | 145 | 10.9948 | 10.9955 | 1 | 121.7958 | 121.7958 | 1 | 1066931 | 1066931 | 1 | 18.572 | 19.6139 | 12393.61 | 87.28 | 182.29 | 3589.95 | 2449.85 | 80.48 | 594000 | 0.04 | 15 | 11 | 121.2 | 157.8 | 157.8 | 1
DE.DistrictMZLerch.H.EFH.SyAv.001.012 | 3600 | 126.8 | 117.5 | 1.08 | 15 | 15 | 1 | 10 | 10 | 1 | 0.2 | 140 | 10.9948 | 10.9955 | 1 | 121.7958 | 121.7958 | 1 | 1066931 | 1066931 | 1 | 18.6217 | 19.6138 | 11910.74 | 82.79 | 172.23 | 3589.95 | 2449.85 | 80.48 | 594000 | 0.04 | 15 | 10 | 117.5 | 157.8 | 157.8 | 1
DE.DistrictMZLerch.H.EFH.SyAv.001.013 | 3600 | 130.8 | 100.4 | 1.3 | 13 | 13 | 1 | 7 | 7 | 1 | 0.2 | 119 | 10.9948 | 10.9955 | 1 | 121.7958 | 121.7958 | 1 | 1066931 | 1066931 | 1 | 18.5783 | 19.6043 | 11910.74 | 82.79 | 172.23 | 3589.95 | 2449.85 | 80.48 | 594000 | 0.04 | 13 | 7 | 100.4 | 157.8 | 157.8 | 1
DE.DistrictMZLerch.H.EFH.SyAv.001.021 | 3600 | 92.1 | 86.4 | 1.07 | 15 | 15 | 1 | 10 | 10 | 1 | 0.1 | 109 | 10.9948 | 10.9955 | 1 | 121.7958 | 121.7958 | 1 | 1066931 | 1066931 | 1 | 18.9721 | 19.631 | 9067.19 | 40.52 | 128.1 | 3589.95 | 2449.85 | 80.48 | 594000 | 0.04 | 15 | 10 | 86.4 | 157.8 | 157.8 | 1
DE.DistrictMZLerch.H.EFH.SyAv.001.022 | 3600 | 62.2 | 62.3 | 1 | 15 | 15 | 1 | 10 | 10 | 1 | 0.1 | 85 | 10.9948 | 10.9955 | 1 | 121.7958 | 121.7958 | 1 | 1066931 | 1066931 | 1 | 19.2699 | 19.6636 | 6813.8 | 29.61 | 82.76 | 3589.95 | 2449.85 | 67.85 | 594000 | 0.04 | 15 | 10 | 62.3 | 157.8 | 157.8 | 1
DE.DistrictMZLerch.H.EFH.SyAv.001.023 | 3600 | 47.3 | 46 | 1.03 | 15 | 15 | 1 | 10 | 10 | 1 | 0.1 | 69 | 10.9948 | 10.9955 | 1 | 121.7958 | 121.7958 | 1 | 1066931 | 1066931 | 1 | 19.4379 | 19.6962 | 5204.24 | 24.94 | 60.29 | 3589.95 | 2449.85 | 59.96 | 594000 | 0.04 | 15 | 10 | 46 | 157.8 | 157.8 | 1
DE.DistrictMZLerch.H.EFH.SyAv.001.031 | 3600 | 125.8 | 116.5 | 1.08 | 15 | 15 | 1 | 10 | 10 | 1 | 0.2 | 139 | 10.9948 | 10.9955 | 1 | 121.7958 | 121.7958 | 1 | 1066931 | 1066931 | 1 | 18.6323 | 19.6141 | 11803.44 | 81.51 | 170.78 | 3589.95 | 2449.85 | 80.48 | 594000 | 0.04 | 15 | 10 | 116.5 | 157.8 | 157.8 | 1
DE.DistrictMZLerch.H.EFH.SyAv.001.032 | 3600 | 121.1 | 112.3 | 1.08 | 15 | 15 | 1 | 10 | 10 | 1 | 0.2 | 135 | 10.9948 | 10.9955 | 1 | 121.7958 | 121.7958 | 1 | 1066931 | 1066931 | 1 | 18.6795 | 19.6157 | 11427.88 | 75.96 | 164.3 | 3589.95 | 2449.85 | 80.48 | 594000 | 0.04 | 15 | 10 | 112.3 | 157.8 | 157.8 | 1
DE.DistrictMZLerch.H.EFH.SyAv.001.033 | 3600 | 102.8 | 95.9 | 1.07 | 15 | 15 | 1 | 10 | 10 | 1 | 0.1 | 119 | 10.9948 | 10.9955 | 1 | 121.7958 | 121.7958 | 1 | 1066931 | 1066931 | 1 | 18.8653 | 19.624 | 9925.62 | 54.36 | 140.03 | 3589.95 | 2449.85 | 80.48 | 594000 | 0.04 | 15 | 10 | 95.9 | 157.8 | 157.8 | 1
DE.DistrictMZLerch.H.EFH.SyAv.001.041 | 3600 | 96.3 | 87.4 | 1.1 | 15 | 15 | 1 | 10 | 10 | 1 | 0.2 | 110 | 10.9948 | 10.9955 | 1 | 121.7958 | 121.7958 | 1 | 1066931 | 1066931 | 1 | 18.9582 | 19.6283 | 9174.49 | 57.88 | 119.8 | 3589.95 | 2449.85 | 80.48 | 594000 | 0.04 | 15 | 10 | 87.4 | 157.8 | 157.8 | 1
DE.DistrictMZLerch.H.EFH.SyAv.001.042 | 3600 | 57.3 | 55.3 | 1.04 | 15 | 15 | 1 | 10 | 10 | 1 | 0.1 | 78 | 10.9948 | 10.9955 | 1 | 121.7958 | 121.7958 | 1 | 1066931 | 1066931 | 1 | 19.4191 | 19.6738 | 5955.37 | 28.27 | 57.83 | 3589.95 | 2449.85 | 80.48 | 594000 | 0.04 | 15 | 10 | 55.3 | 157.8 | 157.8 | 1
DE.DistrictMZLerch.H.MFH.SyAv.001.011 | 3600 | 97.1 | 92.1 | 1.05 | 15 | 15 | 1 | 11 | 11 | 1 | 0.2 | 116 | 10.9948 | 10.9955 | 1 | 121.7958 | 121.7958 | 1 | 1066931 | 1066931 | 1 | 19.004 | 19.6306 | 40878.23 | 363.48 | 439.22 | 15995.52 | 10915.63 | 358.58 | 594000 | 0.04 | 15 | 11 | 92.1 | 703.1 | 703.1 | 1
DE.DistrictMZLerch.H.MFH.SyAv.001.012 | 3600 | 94.1 | 89.8 | 1.05 | 15 | 15 | 1 | 10 | 10 | 1 | 0.2 | 113 | 10.9948 | 10.9955 | 1 | 121.7958 | 121.7958 | 1 | 1066931 | 1066931 | 1 | 19.0325 | 19.6304 | 39443.91 | 344.78 | 417.06 | 15995.52 | 10915.63 | 358.58 | 594000 | 0.04 | 15 | 10 | 89.8 | 703.1 | 703.1 | 1
DE.DistrictMZLerch.H.MFH.SyAv.001.013 | 3600 | 98.1 | 76.9 | 1.28 | 13 | 13 | 1 | 7 | 7 | 1 | 0.2 | 96 | 10.9948 | 10.9955 | 1 | 121.7958 | 121.7958 | 1 | 1066931 | 1066931 | 1 | 18.9818 | 19.6153 | 39443.91 | 344.78 | 417.06 | 15995.52 | 10915.63 | 358.58 | 594000 | 0.04 | 13 | 7 | 76.9 | 703.1 | 703.1 | 1
DE.DistrictMZLerch.H.MFH.SyAv.001.021 | 3600 | 63.5 | 62.6 | 1.01 | 15 | 15 | 1 | 10 | 10 | 1 | 0.1 | 86 | 10.9948 | 10.9955 | 1 | 121.7958 | 121.7958 | 1 | 1066931 | 1066931 | 1 | 19.3541 | 19.6632 | 28925.53 | 168.76 | 276.6 | 15995.52 | 10915.63 | 358.58 | 594000 | 0.04 | 15 | 10 | 62.6 | 703.1 | 703.1 | 1
DE.DistrictMZLerch.H.MFH.SyAv.001.022 | 3600 | 44.3 | 45.1 | 0.98 | 15 | 15 | 1 | 10 | 10 | 1 | 0.1 | 68 | 10.9948 | 10.9955 | 1 | 121.7958 | 121.7958 | 1 | 1066931 | 1066931 | 1 | 19.5345 | 19.7075 | 22710.13 | 123.32 | 192.86 | 15995.52 | 10915.63 | 302.33 | 594000 | 0.04 | 15 | 10 | 45.1 | 703.1 | 703.1 | 1
DE.DistrictMZLerch.H.MFH.SyAv.001.023 | 3600 | 33.9 | 32.3 | 1.05 | 15 | 15 | 1 | 10 | 10 | 1 | 0.1 | 55 | 10.9948 | 10.9955 | 1 | 121.7958 | 121.7958 | 1 | 1066931 | 1066931 | 1 | 19.6641 | 19.7547 | 17929.05 | 103.85 | 139.04 | 15995.52 | 10915.63 | 267.18 | 594000 | 0.04 | 15 | 10 | 32.3 | 703.1 | 703.1 | 1
DE.DistrictMZLerch.H.MFH.SyAv.001.031 | 3600 | 93.2 | 89 | 1.05 | 15 | 15 | 1 | 10 | 10 | 1 | 0.2 | 112 | 10.9948 | 10.9955 | 1 | 121.7958 | 121.7958 | 1 | 1066931 | 1066931 | 1 | 19.0406 | 19.631 | 39204.86 | 339.46 | 413.64 | 15995.52 | 10915.63 | 358.58 | 594000 | 0.04 | 15 | 10 | 89 | 703.1 | 703.1 | 1
DE.DistrictMZLerch.H.MFH.SyAv.001.032 | 3600 | 89.6 | 85.5 | 1.05 | 15 | 15 | 1 | 10 | 10 | 1 | 0.2 | 109 | 10.9948 | 10.9955 | 1 | 121.7958 | 121.7958 | 1 | 1066931 | 1066931 | 1 | 19.0772 | 19.6338 | 38009.59 | 316.35 | 397.99 | 15995.52 | 10915.63 | 358.58 | 594000 | 0.04 | 15 | 10 | 85.5 | 703.1 | 703.1 | 1
DE.DistrictMZLerch.H.MFH.SyAv.001.033 | 3600 | 75.4 | 72.9 | 1.03 | 15 | 15 | 1 | 10 | 10 | 1 | 0.1 | 96 | 10.9948 | 10.9955 | 1 | 121.7958 | 121.7958 | 1 | 1066931 | 1066931 | 1 | 19.2205 | 19.6475 | 32989.45 | 226.39 | 340.54 | 15995.52 | 10915.63 | 358.58 | 594000 | 0.04 | 15 | 10 | 72.9 | 703.1 | 703.1 | 1
DE.DistrictMZLerch.H.MFH.SyAv.001.041 | 3600 | 71.8 | 68.4 | 1.05 | 15 | 15 | 1 | 10 | 10 | 1 | 0.1 | 91 | 10.9948 | 10.9955 | 1 | 121.7958 | 121.7958 | 1 | 1066931 | 1066931 | 1 | 19.2775 | 19.6519 | 31316.07 | 241.06 | 287.57 | 15995.52 | 10915.63 | 358.58 | 594000 | 0.04 | 15 | 10 | 68.4 | 703.1 | 703.1 | 1
DE.DistrictMZLerch.H.MFH.SyAv.001.042 | 3600 | 44.1 | 42.2 | 1.05 | 15 | 15 | 1 | 10 | 10 | 1 | 0.1 | 65 | 10.9948 | 10.9955 | 1 | 121.7958 | 121.7958 | 1 | 1066931 | 1066931 | 1 | 19.6183 | 19.7099 | 21275.81 | 117.74 | 132.54 | 15995.52 | 10915.63 | 358.58 | 594000 | 0.04 | 15 | 10 | 42.2 | 703.1 | 703.1 | 1
DE.DistrictMZLerch.H.NWG.SyAv.001.011 | 3600 | 96.5 | 91.2 | 1.06 | 15 | 15 | 1 | 11 | 11 | 1 | 0.2 | 116 | 10.9948 | 10.9955 | 1 | 121.7958 | 121.7958 | 1 | 1066931 | 1066931 | 1 | 19.0253 | 19.6312 | 340320.62 | 3253.55 | 3398.52 | 133949.73 | 91409.65 | 3002.83 | 594000 | 0.04 | 15 | 11 | 91.2 | 5887.9 | 5887.9 | 1
DE.DistrictMZLerch.H.NWG.SyAv.001.012 | 3600 | 93.3 | 88.8 | 1.05 | 15 | 15 | 1 | 10 | 10 | 1 | 0.2 | 112 | 10.9948 | 10.9955 | 1 | 121.7958 | 121.7958 | 1 | 1066931 | 1066931 | 1 | 19.0544 | 19.6311 | 328309.3 | 3071.35 | 3226.62 | 133949.73 | 91409.65 | 3002.83 | 594000 | 0.04 | 15 | 10 | 88.8 | 5887.9 | 5887.9 | 1
DE.DistrictMZLerch.H.NWG.SyAv.001.013 | 3600 | 97.3 | 76.1 | 1.28 | 13 | 13 | 1 | 7 | 7 | 1 | 0.2 | 95 | 10.9948 | 10.9955 | 1 | 121.7958 | 121.7958 | 1 | 1066931 | 1066931 | 1 | 19.0034 | 19.6158 | 328309.3 | 3071.35 | 3226.62 | 133949.73 | 91409.65 | 3002.83 | 594000 | 0.04 | 13 | 7 | 76.1 | 5887.9 | 5887.9 | 1
DE.DistrictMZLerch.H.NWG.SyAv.001.021 | 3600 | 61.7 | 60.8 | 1.01 | 15 | 15 | 1 | 10 | 10 | 1 | 0.1 | 84 | 10.9948 | 10.9955 | 1 | 121.7958 | 121.7958 | 1 | 1066931 | 1066931 | 1 | 19.3791 | 19.666 | 236222.55 | 1409.87 | 2166.02 | 133949.73 | 91409.65 | 3002.83 | 594000 | 0.04 | 15 | 10 | 60.8 | 5887.9 | 5887.9 | 1
DE.DistrictMZLerch.H.NWG.SyAv.001.022 | 3600 | 43 | 43.6 | 0.99 | 15 | 15 | 1 | 10 | 10 | 1 | 0.1 | 67 | 10.9948 | 10.9955 | 1 | 121.7958 | 121.7958 | 1 | 1066931 | 1066931 | 1 | 19.5566 | 19.7126 | 186175.4 | 1030.29 | 1503.19 | 133949.73 | 91409.65 | 2531.8 | 594000 | 0.04 | 15 | 10 | 43.6 | 5887.9 | 5887.9 | 1
DE.DistrictMZLerch.H.NWG.SyAv.001.023 | 3600 | 33 | 31.3 | 1.05 | 15 | 15 | 1 | 10 | 10 | 1 | 0.1 | 54 | 10.9948 | 10.9955 | 1 | 121.7958 | 121.7958 | 1 | 1066931 | 1066931 | 1 | 19.6824 | 19.7608 | 148139.56 | 867.61 | 1085.5 | 133949.73 | 91409.65 | 2237.4 | 594000 | 0.04 | 15 | 10 | 31.3 | 5887.9 | 5887.9 | 1
DE.DistrictMZLerch.H.NWG.SyAv.001.031 | 3600 | 92.4 | 87.9 | 1.05 | 15 | 15 | 1 | 10 | 10 | 1 | 0.2 | 111 | 10.9948 | 10.9955 | 1 | 121.7958 | 121.7958 | 1 | 1066931 | 1066931 | 1 | 19.0627 | 19.6317 | 324305.53 | 3021.47 | 3200.24 | 133949.73 | 91409.65 | 3002.83 | 594000 | 0.04 | 15 | 10 | 87.9 | 5887.9 | 5887.9 | 1
DE.DistrictMZLerch.H.NWG.SyAv.001.032 | 3600 | 88.6 | 84.4 | 1.05 | 15 | 15 | 1 | 10 | 10 | 1 | 0.2 | 107 | 10.9948 | 10.9955 | 1 | 121.7958 | 121.7958 | 1 | 1066931 | 1066931 | 1 | 19.1 | 19.6348 | 314296.1 | 2805.65 | 3079.71 | 133949.73 | 91409.65 | 3002.83 | 594000 | 0.04 | 15 | 10 | 84.4 | 5887.9 | 5887.9 | 1
DE.DistrictMZLerch.H.NWG.SyAv.001.033 | 3600 | 73.9 | 71.4 | 1.04 | 15 | 15 | 1 | 10 | 10 | 1 | 0.1 | 94 | 10.9948 | 10.9955 | 1 | 121.7958 | 121.7958 | 1 | 1066931 | 1066931 | 1 | 19.2459 | 19.6493 | 272256.5 | 1975.99 | 2637.01 | 133949.73 | 91409.65 | 3002.83 | 594000 | 0.04 | 15 | 10 | 71.4 | 5887.9 | 5887.9 | 1
DE.DistrictMZLerch.H.NWG.SyAv.001.041 | 3600 | 70.9 | 67.5 | 1.05 | 15 | 15 | 1 | 10 | 10 | 1 | 0.2 | 91 | 10.9948 | 10.9955 | 1 | 121.7958 | 121.7958 | 1 | 1066931 | 1066931 | 1 | 19.2959 | 19.6531 | 258243.29 | 2116.98 | 2229.65 | 133949.73 | 91409.65 | 3002.83 | 594000 | 0.04 | 15 | 10 | 67.5 | 5887.9 | 5887.9 | 1
DE.DistrictMZLerch.H.NWG.SyAv.001.042 | 3600 | 43.1 | 41.3 | 1.04 | 15 | 15 | 1 | 10 | 10 | 1 | 0.1 | 64 | 10.9948 | 10.9955 | 1 | 121.7958 | 121.7958 | 1 | 1066931 | 1066931 | 1 | 19.6336 | 19.7134 | 176165.97 | 983.66 | 1034.37 | 133949.73 | 91409.65 | 3002.83 | 594000 | 0.04 | 15 | 10 | 41.3 | 5887.9 | 5887.9 | 1
DE.DistrictMZLerch.I.NWG.SyAv.001.011 | 3600 | 74.3 | 71.9 | 1.03 | 15 | 15 | 1 | 10 | 10 | 1 | 0.1 | 95 | 10.9948 | 10.9955 | 1 | 121.7958 | 121.7958 | 1 | 1066931 | 1066931 | 1 | 19.2326 | 19.6488 | 113291.88 | 764.85 | 1157.47 | 55332.55 | 37759.9 | 1240.42 | 594000 | 0.04 | 15 | 10 | 71.9 | 2432.2 | 2432.2 | 1
DE.DistrictMZLerch.I.NWG.SyAv.001.012 | 3600 | 74.3 | 71.9 | 1.03 | 15 | 15 | 1 | 10 | 10 | 1 | 0.1 | 95 | 10.9948 | 10.9955 | 1 | 121.7958 | 121.7958 | 1 | 1066931 | 1066931 | 1 | 19.2326 | 19.6488 | 113291.88 | 764.85 | 1157.47 | 55332.55 | 37759.9 | 1240.42 | 594000 | 0.04 | 15 | 10 | 71.9 | 2432.2 | 2432.2 | 1
DE.DistrictMZLerch.I.NWG.SyAv.001.013 | 3600 | 78.3 | 61.7 | 1.27 | 13 | 13 | 1 | 7 | 7 | 1 | 0.1 | 81 | 10.9948 | 10.9955 | 1 | 121.7958 | 121.7958 | 1 | 1066931 | 1066931 | 1 | 19.1754 | 19.628 | 113291.88 | 764.85 | 1157.47 | 55332.55 | 37759.9 | 1240.42 | 594000 | 0.04 | 13 | 7 | 61.7 | 2432.2 | 2432.2 | 1
DE.DistrictMZLerch.I.NWG.SyAv.001.021 | 3600 | 64.5 | 63.4 | 1.02 | 15 | 15 | 1 | 10 | 10 | 1 | 0.1 | 87 | 10.9948 | 10.9955 | 1 | 121.7958 | 121.7958 | 1 | 1066931 | 1066931 | 1 | 19.3454 | 19.6616 | 101714.6 | 621.44 | 954.81 | 55332.55 | 37759.9 | 1240.42 | 594000 | 0.04 | 15 | 10 | 63.4 | 2432.2 | 2432.2 | 1
DE.DistrictMZLerch.I.NWG.SyAv.001.022 | 3600 | 44.2 | 44.9 | 0.98 | 15 | 15 | 1 | 10 | 10 | 1 | 0.1 | 68 | 10.9948 | 10.9955 | 1 | 121.7958 | 121.7958 | 1 | 1066931 | 1066931 | 1 | 19.5408 | 19.708 | 78560.06 | 454.13 | 634.78 | 55332.55 | 37759.9 | 1045.85 | 594000 | 0.04 | 15 | 10 | 44.9 | 2432.2 | 2432.2 | 1
DE.DistrictMZLerch.I.NWG.SyAv.001.023 | 3600 | 34.1 | 32.3 | 1.06 | 15 | 15 | 1 | 10 | 10 | 1 | 0.1 | 55 | 10.9948 | 10.9955 | 1 | 121.7958 | 121.7958 | 1 | 1066931 | 1066931 | 1 | 19.6651 | 19.7538 | 62848.05 | 382.43 | 462.19 | 55332.55 | 37759.9 | 924.24 | 594000 | 0.04 | 15 | 10 | 32.3 | 2432.2 | 2432.2 | 1
DE.DistrictMZLerch.I.NWG.SyAv.001.031 | 3600 | 74.3 | 71.9 | 1.03 | 15 | 15 | 1 | 10 | 10 | 1 | 0.1 | 95 | 10.9948 | 10.9955 | 1 | 121.7958 | 121.7958 | 1 | 1066931 | 1066931 | 1 | 19.2326 | 19.6488 | 113291.88 | 764.85 | 1157.47 | 55332.55 | 37759.9 | 1240.42 | 594000 | 0.04 | 15 | 10 | 71.9 | 2432.2 | 2432.2 | 1
DE.DistrictMZLerch.I.NWG.SyAv.001.032 | 3600 | 73.7 | 71.4 | 1.03 | 15 | 15 | 1 | 10 | 10 | 1 | 0.1 | 95 | 10.9948 | 10.9955 | 1 | 121.7958 | 121.7958 | 1 | 1066931 | 1066931 | 1 | 19.2391 | 19.6495 | 112464.93 | 755.29 | 1146.28 | 55332.55 | 37759.9 | 1240.42 | 594000 | 0.04 | 15 | 10 | 71.4 | 2432.2 | 2432.2 | 1
DE.DistrictMZLerch.I.NWG.SyAv.001.033 | 3600 | 66.6 | 65.3 | 1.02 | 15 | 15 | 1 | 10 | 10 | 1 | 0.1 | 89 | 10.9948 | 10.9955 | 1 | 121.7958 | 121.7958 | 1 | 1066931 | 1066931 | 1 | 19.3171 | 19.6585 | 104195.45 | 630.53 | 1021.32 | 55332.55 | 37759.9 | 1240.42 | 594000 | 0.04 | 15 | 10 | 65.3 | 2432.2 | 2432.2 | 1
DE.DistrictMZLerch.I.NWG.SyAv.001.041 | 3600 | 73.3 | 71 | 1.03 | 15 | 15 | 1 | 10 | 10 | 1 | 0.1 | 94 | 10.9948 | 10.9955 | 1 | 121.7958 | 121.7958 | 1 | 1066931 | 1066931 | 1 | 19.2431 | 19.6499 | 111637.98 | 749.56 | 1139.05 | 55332.55 | 37759.9 | 1240.42 | 594000 | 0.04 | 15 | 10 | 71 | 2432.2 | 2432.2 | 1
DE.DistrictMZLerch.I.NWG.SyAv.001.042 | 3600 | 57.5 | 55.7 | 1.03 | 15 | 15 | 1 | 10 | 10 | 1 | 0.1 | 79 | 10.9948 | 10.9955 | 1 | 121.7958 | 121.7958 | 1 | 1066931 | 1066931 | 1 | 19.4371 | 19.6736 | 91791.23 | 568.38 | 761.18 | 55332.55 | 37759.9 | 1240.42 | 594000 | 0.04 | 15 | 10 | 55.7 | 2432.2 | 2432.2 | 1
DE.DistrictMZLerch.I.RH.SyAv.001.011 | 3600 | 50.1 | 51.6 | 0.97 | 15 | 15 | 1 | 9 | 9 | 1 | 0.1 | 74 | 10.9948 | 10.9955 | 1 | 121.7958 | 121.7958 | 1 | 1066931 | 1066931 | 1 | 19.5349 | 19.6856 | 5123.43 | 31.14 | 31.74 | 3328.32 | 2271.31 | 74.61 | 594000 | 0.04 | 15 | 9 | 51.6 | 146.3 | 146.3 | 1
DE.DistrictMZLerch.I.RH.SyAv.001.012 | 3600 | 50.1 | 51.6 | 0.97 | 15 | 15 | 1 | 9 | 9 | 1 | 0.1 | 74 | 10.9948 | 10.9955 | 1 | 121.7958 | 121.7958 | 1 | 1066931 | 1066931 | 1 | 19.5349 | 19.6856 | 5123.43 | 31.14 | 31.74 | 3328.32 | 2271.31 | 74.61 | 594000 | 0.04 | 15 | 9 | 51.6 | 146.3 | 146.3 | 1
DE.DistrictMZLerch.I.RH.SyAv.001.013 | 3600 | 54 | 44.4 | 1.22 | 13 | 13 | 1 | 6 | 6 | 1 | 0.1 | 63 | 10.9948 | 10.9955 | 1 | 121.7958 | 121.7958 | 1 | 1066931 | 1066931 | 1 | 19.4655 | 19.6541 | 5123.43 | 31.14 | 31.74 | 3328.32 | 2271.31 | 74.61 | 594000 | 0.04 | 13 | 6 | 44.4 | 146.3 | 146.3 | 1
DE.DistrictMZLerch.I.RH.SyAv.001.021 | 3600 | 70 | 66.4 | 1.05 | 15 | 15 | 1 | 10 | 10 | 1 | 0.1 | 89 | 10.9948 | 10.9955 | 1 | 121.7958 | 121.7958 | 1 | 1066931 | 1066931 | 1 | 19.268 | 19.6539 | 6565.94 | 36.8 | 69.83 | 3328.32 | 2271.31 | 74.61 | 594000 | 0.04 | 15 | 10 | 66.4 | 146.3 | 146.3 | 1
DE.DistrictMZLerch.I.RH.SyAv.001.022 | 3600 | 48.6 | 49.4 | 0.98 | 15 | 15 | 1 | 10 | 10 | 1 | 0.1 | 72 | 10.9948 | 10.9955 | 1 | 121.7958 | 121.7958 | 1 | 1066931 | 1066931 | 1 | 19.4682 | 19.693 | 5123.43 | 26.9 | 48.05 | 3328.32 | 2271.31 | 62.91 | 594000 | 0.04 | 15 | 10 | 49.4 | 146.3 | 146.3 | 1
DE.DistrictMZLerch.I.RH.SyAv.001.023 | 3600 | 37.2 | 36.2 | 1.03 | 15 | 15 | 1 | 10 | 10 | 1 | 0.1 | 59 | 10.9948 | 10.9955 | 1 | 121.7958 | 121.7958 | 1 | 1066931 | 1066931 | 1 | 19.6063 | 19.7363 | 4029.1 | 22.65 | 34.76 | 3328.32 | 2271.31 | 55.59 | 594000 | 0.04 | 15 | 10 | 36.2 | 146.3 | 146.3 | 1
DE.DistrictMZLerch.I.RH.SyAv.001.031 | 3600 | 50.1 | 51.6 | 0.97 | 15 | 15 | 1 | 9 | 9 | 1 | 0.1 | 74 | 10.9948 | 10.9955 | 1 | 121.7958 | 121.7958 | 1 | 1066931 | 1066931 | 1 | 19.5349 | 19.6856 | 5123.43 | 31.14 | 31.74 | 3328.32 | 2271.31 | 74.61 | 594000 | 0.04 | 15 | 9 | 51.6 | 146.3 | 146.3 | 1
DE.DistrictMZLerch.I.RH.SyAv.001.032 | 3600 | 49.6 | 51.1 | 0.97 | 15 | 15 | 1 | 10 | 10 | 1 | 0.1 | 74 | 10.9948 | 10.9955 | 1 | 121.7958 | 121.7958 | 1 | 1066931 | 1066931 | 1 | 19.5478 | 19.692 | 5123.43 | 31.14 | 32.23 | 3328.32 | 2271.31 | 74.61 | 594000 | 0.04 | 15 | 10 | 51.1 | 146.3 | 146.3 | 1
DE.DistrictMZLerch.I.RH.SyAv.001.033 | 3600 | 48.6 | 50.3 | 0.97 | 15 | 15 | 1 | 10 | 10 | 1 | 0.1 | 73 | 10.9948 | 10.9955 | 1 | 121.7958 | 121.7958 | 1 | 1066931 | 1066931 | 1 | 19.5569 | 19.6947 | 5073.68 | 28.85 | 32.55 | 3328.32 | 2271.31 | 74.61 | 594000 | 0.04 | 15 | 10 | 50.3 | 146.3 | 146.3 | 1
DE.DistrictMZLerch.I.RH.SyAv.001.041 | 3600 | 49.2 | 50.6 | 0.97 | 15 | 15 | 1 | 10 | 10 | 1 | 0.1 | 74 | 10.9948 | 10.9955 | 1 | 121.7958 | 121.7958 | 1 | 1066931 | 1066931 | 1 | 19.5532 | 19.6931 | 5073.68 | 30.8 | 31.74 | 3328.32 | 2271.31 | 74.61 | 594000 | 0.04 | 15 | 10 | 50.6 | 146.3 | 146.3 | 1
DE.DistrictMZLerch.I.RH.SyAv.001.042 | 3600 | 46.6 | 47.1 | 0.99 | 15 | 15 | 1 | 10 | 10 | 1 | 0.1 | 70 | 10.9948 | 10.9955 | 1 | 121.7958 | 121.7958 | 1 | 1066931 | 1066931 | 1 | 19.5827 | 19.7009 | 4775.23 | 26.78 | 30.55 | 3328.32 | 2271.31 | 74.61 | 594000 | 0.04 | 15 | 10 | 47.1 | 146.3 | 146.3 | 1
DE.N.MFH-AB.01-06.Gen.SyAv.001.001 | 3600 | 123.8 | 129.4 | 0.96 | 16 | 16 | 1 | 10 | 10 | 1 | 0.2 | 154 | 10.9948 | 10.9955 | 1 | 121.7958 | 121.7958 | 1 | 1066931 | 1066931 | 1 | 18.6091 | 19.6163 | 31924.37 | 177.72 | 544.3 | 10319.4 | 7042.14 | 231.34 | 594000 | 0.04 | 16 | 10 | 129.4 | 453.6 | 453.6 | 1
DE.N.MFH-AB.01-06.Gen.SyAv.002.001 | 3600 | 124.6 | 126 | 0.99 | 15 | 15 | 1 | 9 | 9 | 1 | 0.2 | 148 | 10.9948 | 10.9955 | 1 | 121.7958 | 121.7958 | 1 | 1066931 | 1066931 | 1 | 18.6029 | 19.6125 | 31615.92 | 177.72 | 537.83 | 10319.4 | 7042.14 | 231.34 | 594000 | 0.04 | 15 | 9 | 126 | 453.6 | 453.6 | 1
DE.N.MFH-AB.01-06.Gen.SyAv.051.051 | 3600 | 127 | 131.2 | 0.97 | 16 | 16 | 1 | 6 | 6 | 1 | 0.1 | 152 | 10.9948 | 10.9955 | 1 | 121.7958 | 121.7958 | 1 | 1066931 | 1066931 | 1 | 18.5652 | 19.6085 | 31461.7 | 177.72 | 545.62 | 10319.4 | 7042.14 | 231.34 | 594000 | 0.04 | 16 | 6 | 131.2 | 453.6 | 453.6 | 1
DE.N.MFH-AB.07-08.Gen.SyAv.001.001 | 3600 | 102.7 | 111.4 | 0.92 | 16 | 16 | 1 | 12 | 12 | 1 | 0.3 | 137 | 10.9948 | 10.9955 | 1 | 121.7958 | 121.7958 | 1 | 1066931 | 1066931 | 1 | 18.9275 | 19.6312 | 41687.4 | 345.67 | 496.08 | 15242.5 | 10401.75 | 341.7 | 594000 | 0.04 | 16 | 12 | 111.4 | 670 | 670 | 1
DE.N.MFH-AB.07-08.Gen.SyAv.002.001 | 3600 | 105.9 | 110.5 | 0.96 | 15 | 15 | 1 | 10 | 10 | 1 | 0.2 | 134 | 10.9948 | 10.9955 | 1 | 121.7958 | 121.7958 | 1 | 1066931 | 1066931 | 1 | 18.8873 | 19.6228 | 41915.2 | 345.67 | 504.6 | 15242.5 | 10401.75 | 341.7 | 594000 | 0.04 | 15 | 10 | 110.5 | 670 | 670 | 1
DE.N.MFH-AB.07-08.Gen.SyAv.051.051 | 3600 | 103.5 | 112.4 | 0.92 | 16 | 16 | 1 | 11 | 11 | 1 | 0.2 | 137 | 10.9948 | 10.9955 | 1 | 121.7958 | 121.7958 | 1 | 1066931 | 1066931 | 1 | 18.9157 | 19.6286 | 41687.4 | 345.67 | 496.32 | 15242.5 | 10401.75 | 341.7 | 594000 | 0.04 | 16 | 11 | 112.4 | 670 | 670 | 1
DE.N.MFH-AB.09-10.Gen.SyAv.001.001 | 3600 | 69 | 76.8 | 0.9 | 16 | 16 | 1 | 14 | 14 | 1 | 0.2 | 104 | 10.9948 | 10.9955 | 1 | 121.7958 | 121.7958 | 1 | 1066931 | 1066931 | 1 | 19.3127 | 19.672 | 29922.21 | 200.48 | 300.65 | 14830.72 | 10120.75 | 332.47 | 594000 | 0.04 | 16 | 14 | 76.8 | 651.9 | 651.9 | 1
DE.N.MFH-AB.09-10.Gen.SyAv.002.001 | 3600 | 70.8 | 75.7 | 0.94 | 15 | 15 | 1 | 12 | 12 | 1 | 0.1 | 100 | 10.9948 | 10.9955 | 1 | 121.7958 | 121.7958 | 1 | 1066931 | 1066931 | 1 | 19.2837 | 19.6596 | 29700.56 | 200.48 | 295.84 | 14830.72 | 10120.75 | 332.47 | 594000 | 0.04 | 15 | 12 | 75.7 | 651.9 | 651.9 | 1
DE.N.MFH-AB.09-10.Gen.SyAv.051.051 | 3600 | 69 | 76.8 | 0.9 | 16 | 16 | 1 | 14 | 14 | 1 | 0.2 | 104 | 10.9948 | 10.9955 | 1 | 121.7958 | 121.7958 | 1 | 1066931 | 1066931 | 1 | 19.3127 | 19.672 | 29922.21 | 200.48 | 300.65 | 14830.72 | 10120.75 | 332.47 | 594000 | 0.04 | 16 | 14 | 76.8 | 651.9 | 651.9 | 1
DE.N.SFH-TH.01-06.Gen.SyAv.001.001 | 3600 | 170.1 | 169.3 | 1 | 16 | 16 | 1 | 11 | 11 | 1 | 0.2 | 194 | 10.9948 | 10.9955 | 1 | 121.7958 | 121.7958 | 1 | 1066931 | 1066931 | 1 | 18.0395 | 19.6056 | 14203.98 | 62.9 | 298.89 | 3346.53 | 2283.73 | 75.02 | 594000 | 0.04 | 16 | 11 | 169.3 | 147.1 | 147.1 | 1
DE.N.SFH-TH.01-06.Gen.SyAv.002.001 | 3600 | 171 | 164.3 | 1.04 | 15 | 15 | 1 | 9 | 9 | 1 | 0.2 | 187 | 10.9948 | 10.9955 | 1 | 121.7958 | 121.7958 | 1 | 1066931 | 1066931 | 1 | 18.0336 | 19.602 | 14053.93 | 62.9 | 294.77 | 3346.53 | 2283.73 | 75.02 | 594000 | 0.04 | 15 | 9 | 164.3 | 147.1 | 147.1 | 1
DE.N.SFH-TH.01-06.Gen.SyAv.051.051 | 3600 | 172.7 | 170 | 1.02 | 16 | 16 | 1 | 8 | 8 | 1 | 0.2 | 192 | 10.9948 | 10.9955 | 1 | 121.7958 | 121.7958 | 1 | 1066931 | 1066931 | 1 | 18.0076 | 19.6019 | 14053.93 | 62.9 | 299.99 | 3346.53 | 2283.73 | 75.02 | 594000 | 0.04 | 16 | 8 | 170 | 147.1 | 147.1 | 1
DE.N.SFH-TH.07-08.Gen.SyAv.001.001 | 3600 | 118.3 | 121.8 | 0.97 | 16 | 16 | 1 | 11 | 11 | 1 | 0.2 | 147 | 10.9948 | 10.9955 | 1 | 121.7958 | 121.7958 | 1 | 1066931 | 1066931 | 1 | 18.7209 | 19.6207 | 10730.06 | 76.53 | 149.99 | 3435.25 | 2344.28 | 77.01 | 594000 | 0.04 | 16 | 11 | 121.8 | 151 | 151 | 1
DE.N.SFH-TH.07-08.Gen.SyAv.002.001 | 3600 | 120.5 | 120.3 | 1 | 15 | 15 | 1 | 10 | 10 | 1 | 0.2 | 143 | 10.9948 | 10.9955 | 1 | 121.7958 | 121.7958 | 1 | 1066931 | 1066931 | 1 | 18.6957 | 19.616 | 10781.4 | 76.53 | 151.6 | 3435.25 | 2344.28 | 77.01 | 594000 | 0.04 | 15 | 10 | 120.3 | 151 | 151 | 1
DE.N.SFH-TH.07-08.Gen.SyAv.051.051 | 3600 | 117.6 | 121.1 | 0.97 | 16 | 16 | 1 | 12 | 12 | 1 | 0.2 | 147 | 10.9948 | 10.9955 | 1 | 121.7958 | 121.7958 | 1 | 1066931 | 1066931 | 1 | 18.7311 | 19.6228 | 10730.06 | 76.53 | 150.11 | 3435.25 | 2344.28 | 77.01 | 594000 | 0.04 | 16 | 12 | 121.1 | 151 | 151 | 1
DE.N.SFH-TH.09-10.Gen.SyAv.001.001 | 3600 | 71.6 | 76.7 | 0.93 | 16 | 16 | 1 | 12 | 12 | 1 | 0.1 | 102 | 10.9948 | 10.9955 | 1 | 121.7958 | 121.7958 | 1 | 1066931 | 1066931 | 1 | 19.2551 | 19.6615 | 7107.9 | 40.48 | 78.01 | 3421.6 | 2334.96 | 76.7 | 594000 | 0.04 | 16 | 12 | 76.7 | 150.4 | 150.4 | 1
DE.N.SFH-TH.09-10.Gen.SyAv.002.001 | 3600 | 73.4 | 75.5 | 0.97 | 15 | 15 | 1 | 10 | 10 | 1 | 0.1 | 99 | 10.9948 | 10.9955 | 1 | 121.7958 | 121.7958 | 1 | 1066931 | 1066931 | 1 | 19.2283 | 19.6498 | 7056.77 | 40.48 | 76.61 | 3421.6 | 2334.96 | 76.7 | 594000 | 0.04 | 15 | 10 | 75.5 | 150.4 | 150.4 | 1
DE.N.SFH-TH.09-10.Gen.SyAv.051.051 | 3600 | 71.6 | 76.7 | 0.93 | 16 | 16 | 1 | 12 | 12 | 1 | 0.1 | 102 | 10.9948 | 10.9955 | 1 | 121.7958 | 121.7958 | 1 | 1066931 | 1066931 | 1 | 19.2551 | 19.6615 | 7107.9 | 40.48 | 78.01 | 3421.6 | 2334.96 | 76.7 | 594000 | 0.04 | 16 | 12 | 76.7 | 150.4 | 150.4 | 1
DE.TestRegion.MUH.1.SyAv.001.001 | 3600 | 123.8 | 136.8 | 0.9 | 16 | 16 | 1 | 10 | 10 | 1 | 0.2 | 161 | 10.9948 | 10.9955 | 1 | 121.7958 | 121.7958 | 1 | 1066931 | 1066931 | 1 | 18.6091 | 19.6163 | 33466.61 | 177.72 | 544.3 | 10319.4 | 7042.14 | 231.34 | 594000 | 0.04 | 16 | 10 | 136.8 | 453.6 | 453.6 | 1
DE.TestRegion.MUH.2.SyAv.001.001 | 3600 | 102.7 | 116.6 | 0.88 | 16 | 16 | 1 | 12 | 12 | 1 | 0.3 | 142 | 10.9948 | 10.9955 | 1 | 121.7958 | 121.7958 | 1 | 1066931 | 1066931 | 1 | 18.9275 | 19.6312 | 43282 | 345.67 | 496.08 | 15242.5 | 10401.75 | 341.7 | 594000 | 0.04 | 16 | 12 | 116.6 | 670 | 670 | 1
DE.TestRegion.MUH.3.SyAv.001.001 | 3600 | 69 | 82 | 0.84 | 16 | 16 | 1 | 14 | 14 | 1 | 0.2 | 109 | 10.9948 | 10.9955 | 1 | 121.7958 | 121.7958 | 1 | 1066931 | 1066931 | 1 | 19.3127 | 19.672 | 31695.38 | 200.48 | 300.65 | 14830.72 | 10120.75 | 332.47 | 594000 | 0.04 | 16 | 14 | 82 | 651.9 | 651.9 | 1
DE.TestRegion.SUH.1.SyAv.001.001 | 3600 | 170.1 | 192.2 | 0.89 | 16 | 16 | 1 | 11 | 11 | 1 | 0.2 | 217 | 10.9948 | 10.9955 | 1 | 121.7958 | 121.7958 | 1 | 1066931 | 1066931 | 1 | 18.0395 | 19.6056 | 15104.23 | 62.9 | 298.89 | 3346.53 | 2283.73 | 75.02 | 594000 | 0.04 | 16 | 11 | 192.2 | 147.1 | 147.1 | 1
DE.TestRegion.SUH.2.SyAv.001.001 | 3600 | 118.3 | 137.3 | 0.86 | 16 | 16 | 1 | 11 | 11 | 1 | 0.2 | 162 | 10.9948 | 10.9955 | 1 | 121.7958 | 121.7958 | 1 | 1066931 | 1066931 | 1 | 18.7209 | 19.6207 | 11294.8 | 76.53 | 149.99 | 3435.25 | 2344.28 | 77.01 | 594000 | 0.04 | 16 | 11 | 137.3 | 151 | 151 | 1
DE.TestRegion.SUH.3.SyAv.001.001 | 3600 | 71.6 | 87.4 | 0.82 | 16 | 16 | 1 | 12 | 12 | 1 | 0.1 | 113 | 10.9948 | 10.9955 | 1 | 121.7958 | 121.7958 | 1 | 1066931 | 1066931 | 1 | 19.2551 | 19.6615 | 7619.26 | 40.48 | 78.01 | 3421.6 | 2334.96 | 76.7 | 594000 | 0.04 | 16 | 12 | 87.4 | 150.4 | 150.4 | 1